## Technical Data
Parameter | Input | Unit | Description | Reference
PV_Efficiency | 0.175
battery_type | Lithium-ion |  |  |  | s
discharge_rate | 0.9
charge_rate | 0.9
initial_storage | 2300 | kWh

## Irradiance
Irradiance | Unit
0 | kW/ha
0 | kW/ha
0 | kW/ha
0 | kW/ha
0 | kW/ha
0 | kW/ha
60 | kW/ha
856 | kW/ha
1891 | kW/ha
3481 | kW/ha
3759 | kW/ha
2606 | kW/ha
3646 | kW/ha
3986 | kW/ha
3713 | kW/ha
2357 | kW/ha
3065 | kW/ha
2103 | kW/ha
310 | kW/ha
0 | kW/ha
0 | kW/ha
0 | kW/ha
0 | kW/ha
0 | kW/ha
0 | kW/ha
0 | kW/ha
0 | kW/ha
0 | kW/ha
0 | kW/ha
0 | kW/ha
52 | kW/ha
814 | kW/ha
3863 | kW/ha
6043 | kW/ha
6022 | kW/ha
5591 | kW/ha
4224 | kW/ha
2687 | kW/ha
781 | kW/ha
648 | kW/ha
472 | kW/ha
718 | kW/ha
93 | kW/ha
0 | kW/ha
0 | kW/ha
0 | kW/ha
0 | kW/ha
0 | kW/ha
0 | kW/ha
0 | kW/ha
0 | kW/ha
0 | kW/ha
0 | kW/ha
0 | kW/ha
23 | kW/ha
800 | kW/ha
2237 | kW/ha
4286 | kW/ha
7869 | kW/ha
9995 | kW/ha
5633 | kW/ha
5186 | kW/ha
2782 | kW/ha
659 | kW/ha
481 | kW/ha
275 | kW/ha
72 | kW/ha
0 | kW/ha
0 | kW/ha
0 | kW/ha
0 | kW/ha
0 | kW/ha
0 | kW/ha
0 | kW/ha
0 | kW/ha
0 | kW/ha
0 | kW/ha
0 | kW/ha
47 | kW/ha
703 | kW/ha
3054 | kW/ha
5302 | kW/ha
7121 | kW/ha
8298 | kW/ha
8794 | kW/ha
8569 | kW/ha
7673 | kW/ha
6090 | kW/ha
3951 | kW/ha
1878 | kW/ha
220 | kW/ha
0 | kW/ha
0 | kW/ha
0 | kW/ha
0 | kW/ha
0 | kW/ha
0 | kW/ha
0 | kW/ha
0 | kW/ha
0 | kW/ha
0 | kW/ha
0 | kW/ha
46 | kW/ha
618 | kW/ha
2990 | kW/ha
5306 | kW/ha
7150 | kW/ha
8345 | kW/ha
8808 | kW/ha
8554 | kW/ha
7645 | kW/ha
6022 | kW/ha
3860 | kW/ha
1770 | kW/ha
218 | kW/ha
0 | kW/ha
0 | kW/ha
0 | kW/ha
0 | kW/ha
0 | kW/ha
0 | kW/ha
0 | kW/ha
0 | kW/ha
0 | kW/ha
0 | kW/ha
0 | kW/ha
44 | kW/ha
593 | kW/ha
2869 | kW/ha
5082 | kW/ha
6853 | kW/ha
7983 | kW/ha
8455 | kW/ha
8216 | kW/ha
7278 | kW/ha
5729 | kW/ha
3676 | kW/ha
1698 | kW/ha
210 | kW/ha
0 | kW/ha
0 | kW/ha
0 | kW/ha
0 | kW/ha
0 | kW/ha
0 | kW/ha
0 | kW/ha
0 | kW/ha
0 | kW/ha
0 | kW/ha
0 | kW/ha
40 | kW/ha
594 | kW/ha
2589 | kW/ha
4610 | kW/ha
6239 | kW/ha
7342 | kW/ha
7800 | kW/ha
7641 | kW/ha
6845 | kW/ha
5459 | kW/ha
3597 | kW/ha
1710 | kW/ha
268 | kW/ha
0 | kW/ha
0 | kW/ha
0 | kW/ha
0 | kW/ha
0 | kW/ha
0 | kW/ha
0 | kW/ha
0 | kW/ha
0 | kW/ha
0 | kW/ha
0 | kW/ha
19 | kW/ha
648 | kW/ha
840 | kW/ha
1738 | kW/ha
2480 | kW/ha
2537 | kW/ha
2479 | kW/ha
2168 | kW/ha
2269 | kW/ha
2541 | kW/ha
1862 | kW/ha
1132 | kW/ha
151 | kW/ha
0 | kW/ha
0 | kW/ha
0 | kW/ha
0 | kW/ha
0 | kW/ha
0 | kW/ha
0 | kW/ha
0 | kW/ha
0 | kW/ha
0 | kW/ha
0 | kW/ha
18 | kW/ha
782 | kW/ha
1740 | kW/ha
2711 | kW/ha
3697 | kW/ha
4017 | kW/ha
4153 | kW/ha
4459 | kW/ha
4209 | kW/ha
3341 | kW/ha
2380 | kW/ha
1313 | kW/ha
176 | kW/ha
0 | kW/ha
0 | kW/ha
0 | kW/ha
0 | kW/ha
0 | kW/ha
0 | kW/ha
0 | kW/ha
0 | kW/ha
0 | kW/ha
0 | kW/ha
0 | kW/ha
34 | kW/ha
588 | kW/ha
2571 | kW/ha
3837 | kW/ha
4474 | kW/ha
5394 | kW/ha
6346 | kW/ha
6850 | kW/ha
6308 | kW/ha
4965 | kW/ha
3477 | kW/ha
1725 | kW/ha
328 | kW/ha
0 | kW/ha
0 | kW/ha
0 | kW/ha
0 | kW/ha
0 | kW/ha
0 | kW/ha
0 | kW/ha
0 | kW/ha
0 | kW/ha
0 | kW/ha
0 | kW/ha
42 | kW/ha
770 | kW/ha
1518 | kW/ha
2127 | kW/ha
3007 | kW/ha
824 | kW/ha
2245 | kW/ha
4934 | kW/ha
6411 | kW/ha
7436 | kW/ha
4837 | kW/ha
2100 | kW/ha
371 | kW/ha
0 | kW/ha
0 | kW/ha
0 | kW/ha
0 | kW/ha
0 | kW/ha
0 | kW/ha
0 | kW/ha
0 | kW/ha
0 | kW/ha
0 | kW/ha
0 | kW/ha
33 | kW/ha
526 | kW/ha
2680 | kW/ha
4813 | kW/ha
6551 | kW/ha
7696 | kW/ha
8230 | kW/ha
8064 | kW/ha
7270 | kW/ha
5817 | kW/ha
3859 | kW/ha
1903 | kW/ha
283 | kW/ha
0 | kW/ha
0 | kW/ha
0 | kW/ha
0 | kW/ha
0 | kW/ha
0 | kW/ha
0 | kW/ha
0 | kW/ha
0 | kW/ha
0 | kW/ha
0 | kW/ha
85 | kW/ha
1072 | kW/ha
2473 | kW/ha
3847 | kW/ha
6143 | kW/ha
5773 | kW/ha
6621 | kW/ha
5639 | kW/ha
3522 | kW/ha
1703 | kW/ha
2005 | kW/ha
563 | kW/ha
76 | kW/ha
0 | kW/ha
0 | kW/ha
0 | kW/ha
0 | kW/ha
0 | kW/ha
0 | kW/ha
0 | kW/ha
0 | kW/ha
0 | kW/ha
0 | kW/ha
0 | kW/ha
30 | kW/ha
526 | kW/ha
2719 | kW/ha
4880 | kW/ha
6666 | kW/ha
7873 | kW/ha
8402 | kW/ha
8300 | kW/ha
7480 | kW/ha
6026 | kW/ha
4027 | kW/ha
2026 | kW/ha
301 | kW/ha
0 | kW/ha
0 | kW/ha
0 | kW/ha
0 | kW/ha
0 | kW/ha
0 | kW/ha
0 | kW/ha
0 | kW/ha
0 | kW/ha
0 | kW/ha
0 | kW/ha
27 | kW/ha
526 | kW/ha
2682 | kW/ha
4809 | kW/ha
6548 | kW/ha
7694 | kW/ha
8207 | kW/ha
8027 | kW/ha
7222 | kW/ha
5808 | kW/ha
3866 | kW/ha
1933 | kW/ha
273 | kW/ha
0 | kW/ha
0 | kW/ha
0 | kW/ha
0 | kW/ha
0 | kW/ha
0 | kW/ha
0 | kW/ha
0 | kW/ha
0 | kW/ha
0 | kW/ha
0 | kW/ha
26 | kW/ha
625 | kW/ha
2971 | kW/ha
5279 | kW/ha
7197 | kW/ha
8496 | kW/ha
9144 | kW/ha
9124 | kW/ha
8386 | kW/ha
6993 | kW/ha
4892 | kW/ha
2511 | kW/ha
339 | kW/ha
0 | kW/ha
0 | kW/ha
0 | kW/ha
0 | kW/ha
0 | kW/ha
0 | kW/ha
0 | kW/ha
0 | kW/ha
0 | kW/ha
0 | kW/ha
0 | kW/ha
25 | kW/ha
605 | kW/ha
2932 | kW/ha
5206 | kW/ha
7035 | kW/ha
8283 | kW/ha
8805 | kW/ha
8634 | kW/ha
7760 | kW/ha
6242 | kW/ha
4179 | kW/ha
2101 | kW/ha
269 | kW/ha
0 | kW/ha
0 | kW/ha
0 | kW/ha
0 | kW/ha
0 | kW/ha
0 | kW/ha
0 | kW/ha
0 | kW/ha
0 | kW/ha
0 | kW/ha
0 | kW/ha
24 | kW/ha
674 | kW/ha
3129 | kW/ha
5586 | kW/ha
7511 | kW/ha
8775 | kW/ha
9271 | kW/ha
9078 | kW/ha
8105 | kW/ha
6467 | kW/ha
4260 | kW/ha
2099 | kW/ha
228 | kW/ha
0 | kW/ha
0 | kW/ha
0 | kW/ha
0 | kW/ha
0 | kW/ha
0 | kW/ha
0 | kW/ha
0 | kW/ha
0 | kW/ha
0 | kW/ha
0 | kW/ha
19 | kW/ha
795 | kW/ha
2125 | kW/ha
3377 | kW/ha
4340 | kW/ha
4816 | kW/ha
4998 | kW/ha
5323 | kW/ha
4714 | kW/ha
3949 | kW/ha
2408 | kW/ha
1187 | kW/ha
84 | kW/ha
0 | kW/ha
0 | kW/ha
0 | kW/ha
0 | kW/ha
0 | kW/ha
0 | kW/ha
0 | kW/ha
0 | kW/ha
0 | kW/ha
0 | kW/ha
0 | kW/ha
42 | kW/ha
662 | kW/ha
2544 | kW/ha
4582 | kW/ha
4763 | kW/ha
2253 | kW/ha
6019 | kW/ha
5926 | kW/ha
3745 | kW/ha
4035 | kW/ha
2927 | kW/ha
1773 | kW/ha
359 | kW/ha
0 | kW/ha
0 | kW/ha
0 | kW/ha
0 | kW/ha
0 | kW/ha
0 | kW/ha
0 | kW/ha
0 | kW/ha
0 | kW/ha
0 | kW/ha
0 | kW/ha
18 | kW/ha
689 | kW/ha
2988 | kW/ha
6073 | kW/ha
7821 | kW/ha
4500 | kW/ha
4881 | kW/ha
4785 | kW/ha
4583 | kW/ha
4166 | kW/ha
3085 | kW/ha
1593 | kW/ha
87 | kW/ha
0 | kW/ha
0 | kW/ha
0 | kW/ha
0 | kW/ha
0 | kW/ha
0 | kW/ha
0 | kW/ha
0 | kW/ha
0 | kW/ha
0 | kW/ha
0 | kW/ha
5 | kW/ha
348 | kW/ha
815 | kW/ha
1166 | kW/ha
1385 | kW/ha
1626 | kW/ha
1531 | kW/ha
2093 | kW/ha
1873 | kW/ha
1383 | kW/ha
1161 | kW/ha
686 | kW/ha
98 | kW/ha
0 | kW/ha
0 | kW/ha
0 | kW/ha
0 | kW/ha
0 | kW/ha
0 | kW/ha
0 | kW/ha
0 | kW/ha
0 | kW/ha
0 | kW/ha
0 | kW/ha
11 | kW/ha
676 | kW/ha
2350 | kW/ha
3888 | kW/ha
5111 | kW/ha
6016 | kW/ha
6365 | kW/ha
6204 | kW/ha
5779 | kW/ha
4495 | kW/ha
3324 | kW/ha
1711 | kW/ha
280 | kW/ha
0 | kW/ha
0 | kW/ha
0 | kW/ha
0 | kW/ha
0 | kW/ha
0 | kW/ha
0 | kW/ha
0 | kW/ha
0 | kW/ha
0 | kW/ha
0 | kW/ha
22 | kW/ha
851 | kW/ha
3544 | kW/ha
5841 | kW/ha
8071 | kW/ha
5112 | kW/ha
5816 | kW/ha
5908 | kW/ha
5004 | kW/ha
4238 | kW/ha
2934 | kW/ha
1768 | kW/ha
349 | kW/ha
0 | kW/ha
0 | kW/ha
0 | kW/ha
0 | kW/ha
0 | kW/ha
0 | kW/ha
0 | kW/ha
0 | kW/ha
0 | kW/ha
0 | kW/ha
0 | kW/ha
12 | kW/ha
801 | kW/ha
2236 | kW/ha
1035 | kW/ha
2307 | kW/ha
2993 | kW/ha
5877 | kW/ha
5009 | kW/ha
3178 | kW/ha
2214 | kW/ha
1984 | kW/ha
1292 | kW/ha
254 | kW/ha
0 | kW/ha
0 | kW/ha
0 | kW/ha
0 | kW/ha
0 | kW/ha
0 | kW/ha
0 | kW/ha
0 | kW/ha
0 | kW/ha
0 | kW/ha
0 | kW/ha
10 | kW/ha
195 | kW/ha
483 | kW/ha
723 | kW/ha
890 | kW/ha
1123 | kW/ha
1088 | kW/ha
1037 | kW/ha
998 | kW/ha
778 | kW/ha
600 | kW/ha
365 | kW/ha
105 | kW/ha
0 | kW/ha
0 | kW/ha
0 | kW/ha
0 | kW/ha
0 | kW/ha
0 | kW/ha
0 | kW/ha
0 | kW/ha
0 | kW/ha
0 | kW/ha
0 | kW/ha
7 | kW/ha
216 | kW/ha
643 | kW/ha
1310 | kW/ha
1547 | kW/ha
1716 | kW/ha
2078 | kW/ha
2143 | kW/ha
1664 | kW/ha
1403 | kW/ha
990 | kW/ha
637 | kW/ha
191 | kW/ha
0 | kW/ha
0 | kW/ha
0 | kW/ha
0 | kW/ha
0 | kW/ha
0 | kW/ha
0 | kW/ha
0 | kW/ha
0 | kW/ha
0 | kW/ha
0 | kW/ha
13 | kW/ha
569 | kW/ha
2630 | kW/ha
4680 | kW/ha
6403 | kW/ha
7617 | kW/ha
8143 | kW/ha
8050 | kW/ha
7342 | kW/ha
5975 | kW/ha
4092 | kW/ha
1933 | kW/ha
372 | kW/ha
0 | kW/ha
0 | kW/ha
0 | kW/ha
0 | kW/ha
0 | kW/ha
0 | kW/ha
0 | kW/ha
0 | kW/ha
0 | kW/ha
0 | kW/ha
0 | kW/ha
8 | kW/ha
704 | kW/ha
1442 | kW/ha
3534 | kW/ha
5297 | kW/ha
5295 | kW/ha
5714 | kW/ha
4561 | kW/ha
4686 | kW/ha
3028 | kW/ha
2374 | kW/ha
873 | kW/ha
84 | kW/ha
0 | kW/ha
0 | kW/ha
0 | kW/ha
0 | kW/ha
0 | kW/ha
0 | kW/ha
0 | kW/ha
0 | kW/ha
0 | kW/ha
0 | kW/ha
0 | kW/ha
8 | kW/ha
576 | kW/ha
1657 | kW/ha
3169 | kW/ha
3547 | kW/ha
3263 | kW/ha
4217 | kW/ha
4954 | kW/ha
4586 | kW/ha
5310 | kW/ha
3479 | kW/ha
2086 | kW/ha
477 | kW/ha
0 | kW/ha
0 | kW/ha
0 | kW/ha
0 | kW/ha
0 | kW/ha
0 | kW/ha
0 | kW/ha
0 | kW/ha
0 | kW/ha
0 | kW/ha
0 | kW/ha
7 | kW/ha
131 | kW/ha
698 | kW/ha
1142 | kW/ha
1858 | kW/ha
2971 | kW/ha
3185 | kW/ha
3541 | kW/ha
3796 | kW/ha
2843 | kW/ha
1919 | kW/ha
1388 | kW/ha
392 | kW/ha
0 | kW/ha
0 | kW/ha
0 | kW/ha
0 | kW/ha
0 | kW/ha
0 | kW/ha
0 | kW/ha
0 | kW/ha
0 | kW/ha
0 | kW/ha
0 | kW/ha
5 | kW/ha
326 | kW/ha
928 | kW/ha
1421 | kW/ha
1456 | kW/ha
2115 | kW/ha
2574 | kW/ha
2138 | kW/ha
2134 | kW/ha
2096 | kW/ha
1585 | kW/ha
748 | kW/ha
173 | kW/ha
0 | kW/ha
0 | kW/ha
0 | kW/ha
0 | kW/ha
0 | kW/ha
0 | kW/ha
0 | kW/ha
0 | kW/ha
0 | kW/ha
0 | kW/ha
0 | kW/ha
18 | kW/ha
785 | kW/ha
2510 | kW/ha
3156 | kW/ha
3295 | kW/ha
6030 | kW/ha
5498 | kW/ha
5491 | kW/ha
6355 | kW/ha
3897 | kW/ha
3397 | kW/ha
516 | kW/ha
218 | kW/ha
0 | kW/ha
0 | kW/ha
0 | kW/ha
0 | kW/ha
0 | kW/ha
0 | kW/ha
0 | kW/ha
0 | kW/ha
0 | kW/ha
0 | kW/ha
0 | kW/ha
4 | kW/ha
629 | kW/ha
2084 | kW/ha
3508 | kW/ha
4612 | kW/ha
5333 | kW/ha
5704 | kW/ha
5853 | kW/ha
4984 | kW/ha
4282 | kW/ha
3091 | kW/ha
1529 | kW/ha
324 | kW/ha
0 | kW/ha
0 | kW/ha
0 | kW/ha
0 | kW/ha
0 | kW/ha
0 | kW/ha
0 | kW/ha
0 | kW/ha
0 | kW/ha
0 | kW/ha
0 | kW/ha
8 | kW/ha
626 | kW/ha
2706 | kW/ha
4889 | kW/ha
6702 | kW/ha
7963 | kW/ha
8531 | kW/ha
8436 | kW/ha
7711 | kW/ha
6327 | kW/ha
4345 | kW/ha
2058 | kW/ha
264 | kW/ha
0 | kW/ha
0 | kW/ha
0 | kW/ha
0 | kW/ha
0 | kW/ha
0 | kW/ha
0 | kW/ha
0 | kW/ha
0 | kW/ha
0 | kW/ha
0 | kW/ha
3 | kW/ha
698 | kW/ha
2379 | kW/ha
4464 | kW/ha
5869 | kW/ha
6822 | kW/ha
7182 | kW/ha
7128 | kW/ha
6312 | kW/ha
5674 | kW/ha
4109 | kW/ha
2104 | kW/ha
338 | kW/ha
0 | kW/ha
0 | kW/ha
0 | kW/ha
0 | kW/ha
0 | kW/ha
0 | kW/ha
0 | kW/ha
0 | kW/ha
0 | kW/ha
0 | kW/ha
0 | kW/ha
3 | kW/ha
661 | kW/ha
2319 | kW/ha
4130 | kW/ha
6107 | kW/ha
7150 | kW/ha
5779 | kW/ha
6554 | kW/ha
6459 | kW/ha
5872 | kW/ha
3665 | kW/ha
1901 | kW/ha
349 | kW/ha
0 | kW/ha
0 | kW/ha
0 | kW/ha
0 | kW/ha
0 | kW/ha
0 | kW/ha
0 | kW/ha
0 | kW/ha
0 | kW/ha
0 | kW/ha
0 | kW/ha
4 | kW/ha
657 | kW/ha
2640 | kW/ha
4508 | kW/ha
6135 | kW/ha
7313 | kW/ha
7528 | kW/ha
7353 | kW/ha
6968 | kW/ha
5903 | kW/ha
4134 | kW/ha
2043 | kW/ha
244 | kW/ha
0 | kW/ha
0 | kW/ha
0 | kW/ha
0 | kW/ha
0 | kW/ha
0 | kW/ha
0 | kW/ha
0 | kW/ha
0 | kW/ha
0 | kW/ha
0 | kW/ha
4 | kW/ha
632 | kW/ha
2494 | kW/ha
4587 | kW/ha
6171 | kW/ha
7525 | kW/ha
7836 | kW/ha
7692 | kW/ha
7063 | kW/ha
5662 | kW/ha
4006 | kW/ha
2019 | kW/ha
260 | kW/ha
0 | kW/ha
0 | kW/ha
0 | kW/ha
0 | kW/ha
0 | kW/ha
0 | kW/ha
0 | kW/ha
0 | kW/ha
0 | kW/ha
0 | kW/ha
0 | kW/ha
6 | kW/ha
629 | kW/ha
2506 | kW/ha
4502 | kW/ha
5931 | kW/ha
7153 | kW/ha
7659 | kW/ha
7883 | kW/ha
6722 | kW/ha
5064 | kW/ha
4062 | kW/ha
2153 | kW/ha
307 | kW/ha
0 | kW/ha
0 | kW/ha
0 | kW/ha
0 | kW/ha
0 | kW/ha
0 | kW/ha
0 | kW/ha
0 | kW/ha
0 | kW/ha
0 | kW/ha
0 | kW/ha
4 | kW/ha
468 | kW/ha
1363 | kW/ha
2651 | kW/ha
3974 | kW/ha
4080 | kW/ha
4033 | kW/ha
3442 | kW/ha
3302 | kW/ha
2151 | kW/ha
1575 | kW/ha
778 | kW/ha
69 | kW/ha
0 | kW/ha
0 | kW/ha
0 | kW/ha
0 | kW/ha
0 | kW/ha
0 | kW/ha
0 | kW/ha
0 | kW/ha
0 | kW/ha
0 | kW/ha
0 | kW/ha
16 | kW/ha
856 | kW/ha
3564 | kW/ha
5040 | kW/ha
6906 | kW/ha
7081 | kW/ha
6430 | kW/ha
4432 | kW/ha
3833 | kW/ha
2283 | kW/ha
1557 | kW/ha
412 | kW/ha
69 | kW/ha
0 | kW/ha
0 | kW/ha
0 | kW/ha
0 | kW/ha
0 | kW/ha
0 | kW/ha
0 | kW/ha
0 | kW/ha
0 | kW/ha
0 | kW/ha
0 | kW/ha
5 | kW/ha
422 | kW/ha
338 | kW/ha
3083 | kW/ha
6000 | kW/ha
7645 | kW/ha
7334 | kW/ha
5383 | kW/ha
812 | kW/ha
2327 | kW/ha
4793 | kW/ha
2167 | kW/ha
307 | kW/ha
0 | kW/ha
0 | kW/ha
0 | kW/ha
0 | kW/ha
0 | kW/ha
0 | kW/ha
0 | kW/ha
0 | kW/ha
0 | kW/ha
0 | kW/ha
0 | kW/ha
6 | kW/ha
706 | kW/ha
3028 | kW/ha
5378 | kW/ha
7282 | kW/ha
8597 | kW/ha
9168 | kW/ha
9075 | kW/ha
8291 | kW/ha
6781 | kW/ha
4715 | kW/ha
2461 | kW/ha
242 | kW/ha
0 | kW/ha
0 | kW/ha
0 | kW/ha
0 | kW/ha
0 | kW/ha
0 | kW/ha
0 | kW/ha
0 | kW/ha
0 | kW/ha
0 | kW/ha
0 | kW/ha
5 | kW/ha
529 | kW/ha
1864 | kW/ha
3414 | kW/ha
3820 | kW/ha
4441 | kW/ha
4748 | kW/ha
5767 | kW/ha
4132 | kW/ha
2491 | kW/ha
2625 | kW/ha
997 | kW/ha
70 | kW/ha
0 | kW/ha
0 | kW/ha
0 | kW/ha
0 | kW/ha
0 | kW/ha
0 | kW/ha
0 | kW/ha
0 | kW/ha
0 | kW/ha
0 | kW/ha
0 | kW/ha
4 | kW/ha
835 | kW/ha
3305 | kW/ha
5771 | kW/ha
7754 | kW/ha
9122 | kW/ha
9732 | kW/ha
9584 | kW/ha
8703 | kW/ha
7142 | kW/ha
4976 | kW/ha
2641 | kW/ha
231 | kW/ha
0 | kW/ha
0 | kW/ha
0 | kW/ha
0 | kW/ha
0 | kW/ha
0 | kW/ha
0 | kW/ha
0 | kW/ha
0 | kW/ha
0 | kW/ha
0 | kW/ha
5 | kW/ha
723 | kW/ha
2972 | kW/ha
4777 | kW/ha
5829 | kW/ha
7165 | kW/ha
8550 | kW/ha
6275 | kW/ha
3496 | kW/ha
1226 | kW/ha
3449 | kW/ha
2144 | kW/ha
211 | kW/ha
0 | kW/ha
0 | kW/ha
0 | kW/ha
0 | kW/ha
0 | kW/ha
0 | kW/ha
0 | kW/ha
0 | kW/ha
0 | kW/ha
0 | kW/ha
0 | kW/ha
5 | kW/ha
506 | kW/ha
578 | kW/ha
2455 | kW/ha
3553 | kW/ha
6358 | kW/ha
8199 | kW/ha
8812 | kW/ha
6933 | kW/ha
5483 | kW/ha
4416 | kW/ha
2173 | kW/ha
262 | kW/ha
0 | kW/ha
0 | kW/ha
0 | kW/ha
0 | kW/ha
0 | kW/ha
0 | kW/ha
0 | kW/ha
0 | kW/ha
0 | kW/ha
0 | kW/ha
0 | kW/ha
13 | kW/ha
1021 | kW/ha
3763 | kW/ha
6499 | kW/ha
8766 | kW/ha
8069 | kW/ha
1987 | kW/ha
10921 | kW/ha
9854 | kW/ha
8180 | kW/ha
5807 | kW/ha
3012 | kW/ha
430 | kW/ha
0 | kW/ha
0 | kW/ha
0 | kW/ha
0 | kW/ha
0 | kW/ha
0 | kW/ha
0 | kW/ha
0 | kW/ha
0 | kW/ha
0 | kW/ha
0 | kW/ha
4 | kW/ha
127 | kW/ha
2635 | kW/ha
3022 | kW/ha
2473 | kW/ha
1911 | kW/ha
5165 | kW/ha
894 | kW/ha
8239 | kW/ha
4697 | kW/ha
1816 | kW/ha
3467 | kW/ha
535 | kW/ha
0 | kW/ha
0 | kW/ha
0 | kW/ha
0 | kW/ha
0 | kW/ha
0 | kW/ha
0 | kW/ha
0 | kW/ha
0 | kW/ha
0 | kW/ha
0 | kW/ha
5 | kW/ha
767 | kW/ha
2693 | kW/ha
3116 | kW/ha
3671 | kW/ha
7381 | kW/ha
7397 | kW/ha
4435 | kW/ha
5109 | kW/ha
5428 | kW/ha
4551 | kW/ha
2915 | kW/ha
344 | kW/ha
0 | kW/ha
0 | kW/ha
0 | kW/ha
0 | kW/ha
0 | kW/ha
0 | kW/ha
0 | kW/ha
0 | kW/ha
0 | kW/ha
0 | kW/ha
0 | kW/ha
12 | kW/ha
757 | kW/ha
2496 | kW/ha
4347 | kW/ha
3560 | kW/ha
5561 | kW/ha
5350 | kW/ha
10578 | kW/ha
6337 | kW/ha
5718 | kW/ha
442 | kW/ha
552 | kW/ha
103 | kW/ha
0 | kW/ha
0 | kW/ha
0 | kW/ha
0 | kW/ha
0 | kW/ha
0 | kW/ha
0 | kW/ha
0 | kW/ha
0 | kW/ha
0 | kW/ha
0 | kW/ha
4 | kW/ha
800 | kW/ha
2816 | kW/ha
4780 | kW/ha
6427 | kW/ha
7690 | kW/ha
8341 | kW/ha
8432 | kW/ha
7668 | kW/ha
6272 | kW/ha
4509 | kW/ha
2468 | kW/ha
275 | kW/ha
0 | kW/ha
0 | kW/ha
0 | kW/ha
0 | kW/ha
0 | kW/ha
0 | kW/ha
0 | kW/ha
0 | kW/ha
0 | kW/ha
0 | kW/ha
0 | kW/ha
3 | kW/ha
667 | kW/ha
3294 | kW/ha
3649 | kW/ha
4551 | kW/ha
6559 | kW/ha
4752 | kW/ha
4220 | kW/ha
3651 | kW/ha
5607 | kW/ha
5823 | kW/ha
2574 | kW/ha
205 | kW/ha
0 | kW/ha
0 | kW/ha
0 | kW/ha
0 | kW/ha
0 | kW/ha
0 | kW/ha
0 | kW/ha
0 | kW/ha
0 | kW/ha
0 | kW/ha
0 | kW/ha
4 | kW/ha
1015 | kW/ha
3574 | kW/ha
6336 | kW/ha
8768 | kW/ha
4885 | kW/ha
4986 | kW/ha
5337 | kW/ha
4807 | kW/ha
3879 | kW/ha
2799 | kW/ha
1339 | kW/ha
165 | kW/ha
0 | kW/ha
0 | kW/ha
0 | kW/ha
0 | kW/ha
0 | kW/ha
0 | kW/ha
0 | kW/ha
0 | kW/ha
0 | kW/ha
0 | kW/ha
0 | kW/ha
3 | kW/ha
783 | kW/ha
2891 | kW/ha
4871 | kW/ha
6333 | kW/ha
7302 | kW/ha
8217 | kW/ha
8032 | kW/ha
7271 | kW/ha
5826 | kW/ha
4602 | kW/ha
2471 | kW/ha
286 | kW/ha
0 | kW/ha
0 | kW/ha
0 | kW/ha
0 | kW/ha
0 | kW/ha
0 | kW/ha
0 | kW/ha
0 | kW/ha
0 | kW/ha
0 | kW/ha
0 | kW/ha
4 | kW/ha
919 | kW/ha
3196 | kW/ha
5515 | kW/ha
7420 | kW/ha
8694 | kW/ha
9310 | kW/ha
9222 | kW/ha
8429 | kW/ha
6964 | kW/ha
4917 | kW/ha
2625 | kW/ha
240 | kW/ha
0 | kW/ha
0 | kW/ha
0 | kW/ha
0 | kW/ha
0 | kW/ha
0 | kW/ha
0 | kW/ha
0 | kW/ha
0 | kW/ha
0 | kW/ha
0 | kW/ha
4 | kW/ha
890 | kW/ha
3088 | kW/ha
5330 | kW/ha
7167 | kW/ha
8396 | kW/ha
8998 | kW/ha
8829 | kW/ha
8054 | kW/ha
6593 | kW/ha
4658 | kW/ha
2456 | kW/ha
232 | kW/ha
0 | kW/ha
0 | kW/ha
0 | kW/ha
0 | kW/ha
0 | kW/ha
0 | kW/ha
0 | kW/ha
0 | kW/ha
0 | kW/ha
0 | kW/ha
0 | kW/ha
3 | kW/ha
265 | kW/ha
840 | kW/ha
1223 | kW/ha
2258 | kW/ha
2288 | kW/ha
2440 | kW/ha
2262 | kW/ha
2016 | kW/ha
1803 | kW/ha
1535 | kW/ha
648 | kW/ha
57 | kW/ha
0 | kW/ha
0 | kW/ha
0 | kW/ha
0 | kW/ha
0 | kW/ha
0 | kW/ha
0 | kW/ha
0 | kW/ha
0 | kW/ha
0 | kW/ha
0 | kW/ha
6 | kW/ha
936 | kW/ha
2945 | kW/ha
4959 | kW/ha
6929 | kW/ha
8073 | kW/ha
8201 | kW/ha
7561 | kW/ha
6567 | kW/ha
5537 | kW/ha
3645 | kW/ha
2025 | kW/ha
192 | kW/ha
0 | kW/ha
0 | kW/ha
0 | kW/ha
0 | kW/ha
0 | kW/ha
0 | kW/ha
0 | kW/ha
0 | kW/ha
0 | kW/ha
0 | kW/ha
0 | kW/ha
4 | kW/ha
991 | kW/ha
3205 | kW/ha
5457 | kW/ha
7346 | kW/ha
8622 | kW/ha
9143 | kW/ha
8907 | kW/ha
8006 | kW/ha
6598 | kW/ha
4668 | kW/ha
2441 | kW/ha
227 | kW/ha
0 | kW/ha
0 | kW/ha
0 | kW/ha
0 | kW/ha
0 | kW/ha
0 | kW/ha
0 | kW/ha
0 | kW/ha
0 | kW/ha
0 | kW/ha
0 | kW/ha
8 | kW/ha
830 | kW/ha
3053 | kW/ha
3933 | kW/ha
6583 | kW/ha
6178 | kW/ha
6918 | kW/ha
5683 | kW/ha
6044 | kW/ha
4833 | kW/ha
3246 | kW/ha
1000 | kW/ha
69 | kW/ha
0 | kW/ha
0 | kW/ha
0 | kW/ha
0 | kW/ha
0 | kW/ha
0 | kW/ha
0 | kW/ha
0 | kW/ha
0 | kW/ha
0 | kW/ha
0 | kW/ha
4 | kW/ha
125 | kW/ha
342 | kW/ha
6274 | kW/ha
9673 | kW/ha
9903 | kW/ha
3040 | kW/ha
882 | kW/ha
807 | kW/ha
5342 | kW/ha
5321 | kW/ha
3374 | kW/ha
465 | kW/ha
0 | kW/ha
0 | kW/ha
0 | kW/ha
0 | kW/ha
0 | kW/ha
0 | kW/ha
0 | kW/ha
0 | kW/ha
0 | kW/ha
0 | kW/ha
0 | kW/ha
4 | kW/ha
1356 | kW/ha
4117 | kW/ha
6810 | kW/ha
9683 | kW/ha
6017 | kW/ha
6645 | kW/ha
6508 | kW/ha
6006 | kW/ha
4844 | kW/ha
3592 | kW/ha
1802 | kW/ha
226 | kW/ha
0 | kW/ha
0 | kW/ha
0 | kW/ha
0 | kW/ha
0 | kW/ha
0 | kW/ha
0 | kW/ha
0 | kW/ha
0 | kW/ha
0 | kW/ha
0 | kW/ha
4 | kW/ha
1051 | kW/ha
3439 | kW/ha
5533 | kW/ha
7263 | kW/ha
8318 | kW/ha
8804 | kW/ha
8680 | kW/ha
7939 | kW/ha
6588 | kW/ha
4660 | kW/ha
2493 | kW/ha
203 | kW/ha
0 | kW/ha
0 | kW/ha
0 | kW/ha
0 | kW/ha
0 | kW/ha
0 | kW/ha
0 | kW/ha
0 | kW/ha
0 | kW/ha
0 | kW/ha
0 | kW/ha
4 | kW/ha
1166 | kW/ha
3582 | kW/ha
5918 | kW/ha
7820 | kW/ha
9152 | kW/ha
9784 | kW/ha
9649 | kW/ha
8806 | kW/ha
7323 | kW/ha
5235 | kW/ha
2850 | kW/ha
215 | kW/ha
0 | kW/ha
0 | kW/ha
0 | kW/ha
0 | kW/ha
0 | kW/ha
0 | kW/ha
0 | kW/ha
0 | kW/ha
0 | kW/ha
0 | kW/ha
0 | kW/ha
3 | kW/ha
1066 | kW/ha
3163 | kW/ha
5187 | kW/ha
6967 | kW/ha
7789 | kW/ha
8392 | kW/ha
8406 | kW/ha
7529 | kW/ha
6323 | kW/ha
4441 | kW/ha
2469 | kW/ha
203 | kW/ha
0 | kW/ha
0 | kW/ha
0 | kW/ha
0 | kW/ha
0 | kW/ha
0 | kW/ha
0 | kW/ha
0 | kW/ha
0 | kW/ha
0 | kW/ha
0 | kW/ha
4 | kW/ha
193 | kW/ha
586 | kW/ha
1131 | kW/ha
1768 | kW/ha
2485 | kW/ha
2450 | kW/ha
2380 | kW/ha
2073 | kW/ha
1492 | kW/ha
1258 | kW/ha
592 | kW/ha
63 | kW/ha
0 | kW/ha
0 | kW/ha
0 | kW/ha
0 | kW/ha
0 | kW/ha
0 | kW/ha
0 | kW/ha
0 | kW/ha
0 | kW/ha
0 | kW/ha
0 | kW/ha
4 | kW/ha
1242 | kW/ha
3590 | kW/ha
5849 | kW/ha
7700 | kW/ha
8938 | kW/ha
9519 | kW/ha
9516 | kW/ha
8699 | kW/ha
7199 | kW/ha
5233 | kW/ha
2914 | kW/ha
215 | kW/ha
0 | kW/ha
0 | kW/ha
0 | kW/ha
0 | kW/ha
0 | kW/ha
0 | kW/ha
0 | kW/ha
0 | kW/ha
0 | kW/ha
0 | kW/ha
0 | kW/ha
4 | kW/ha
1331 | kW/ha
3828 | kW/ha
6135 | kW/ha
8048 | kW/ha
9340 | kW/ha
9867 | kW/ha
9785 | kW/ha
8955 | kW/ha
7514 | kW/ha
5452 | kW/ha
3016 | kW/ha
208 | kW/ha
0 | kW/ha
0 | kW/ha
0 | kW/ha
0 | kW/ha
0 | kW/ha
0 | kW/ha
0 | kW/ha
0 | kW/ha
0 | kW/ha
0 | kW/ha
0 | kW/ha
4 | kW/ha
1474 | kW/ha
4120 | kW/ha
6600 | kW/ha
8562 | kW/ha
9862 | kW/ha
10415 | kW/ha
10255 | kW/ha
9380 | kW/ha
7781 | kW/ha
5579 | kW/ha
3063 | kW/ha
175 | kW/ha
0 | kW/ha
0 | kW/ha
0 | kW/ha
0 | kW/ha
0 | kW/ha
0 | kW/ha
0 | kW/ha
0 | kW/ha
0 | kW/ha
0 | kW/ha
0 | kW/ha
22 | kW/ha
1849 | kW/ha
5076 | kW/ha
6856 | kW/ha
7529 | kW/ha
7269 | kW/ha
4876 | kW/ha
4243 | kW/ha
1016 | kW/ha
733 | kW/ha
532 | kW/ha
295 | kW/ha
67 | kW/ha
0 | kW/ha
0 | kW/ha
0 | kW/ha
0 | kW/ha
0 | kW/ha
0 | kW/ha
0 | kW/ha
0 | kW/ha
0 | kW/ha
0 | kW/ha
0 | kW/ha
4 | kW/ha
978 | kW/ha
2168 | kW/ha
4012 | kW/ha
5591 | kW/ha
5337 | kW/ha
5475 | kW/ha
5470 | kW/ha
5264 | kW/ha
4724 | kW/ha
3169 | kW/ha
917 | kW/ha
58 | kW/ha
0 | kW/ha
0 | kW/ha
0 | kW/ha
0 | kW/ha
0 | kW/ha
0 | kW/ha
0 | kW/ha
0 | kW/ha
0 | kW/ha
0 | kW/ha
0 | kW/ha
4 | kW/ha
648 | kW/ha
2438 | kW/ha
3737 | kW/ha
5540 | kW/ha
6173 | kW/ha
6609 | kW/ha
5041 | kW/ha
4804 | kW/ha
4674 | kW/ha
2241 | kW/ha
930 | kW/ha
53 | kW/ha
0 | kW/ha
0 | kW/ha
0 | kW/ha
0 | kW/ha
0 | kW/ha
0 | kW/ha
0 | kW/ha
0 | kW/ha
0 | kW/ha
0 | kW/ha
0 | kW/ha
5 | kW/ha
667 | kW/ha
1873 | kW/ha
3383 | kW/ha
3473 | kW/ha
4414 | kW/ha
4624 | kW/ha
4366 | kW/ha
4345 | kW/ha
3226 | kW/ha
2242 | kW/ha
1056 | kW/ha
58 | kW/ha
0 | kW/ha
0 | kW/ha
0 | kW/ha
0 | kW/ha
0 | kW/ha
0 | kW/ha
0 | kW/ha
0 | kW/ha
0 | kW/ha
0 | kW/ha
0 | kW/ha
4 | kW/ha
1659 | kW/ha
4472 | kW/ha
7075 | kW/ha
9171 | kW/ha
10656 | kW/ha
11381 | kW/ha
11354 | kW/ha
10605 | kW/ha
8963 | kW/ha
6452 | kW/ha
3471 | kW/ha
285 | kW/ha
0 | kW/ha
0 | kW/ha
0 | kW/ha
0 | kW/ha
0 | kW/ha
0 | kW/ha
0 | kW/ha
0 | kW/ha
0 | kW/ha
0 | kW/ha
0 | kW/ha
5 | kW/ha
1431 | kW/ha
3880 | kW/ha
6134 | kW/ha
7972 | kW/ha
9208 | kW/ha
9816 | kW/ha
9668 | kW/ha
8766 | kW/ha
7272 | kW/ha
5164 | kW/ha
2803 | kW/ha
152 | kW/ha
0 | kW/ha
0 | kW/ha
0 | kW/ha
0 | kW/ha
0 | kW/ha
0 | kW/ha
0 | kW/ha
0 | kW/ha
0 | kW/ha
0 | kW/ha
0 | kW/ha
5 | kW/ha
127 | kW/ha
975 | kW/ha
3467 | kW/ha
3408 | kW/ha
1377 | kW/ha
3483 | kW/ha
1352 | kW/ha
3793 | kW/ha
5450 | kW/ha
4100 | kW/ha
2888 | kW/ha
704 | kW/ha
0 | kW/ha
0 | kW/ha
0 | kW/ha
0 | kW/ha
0 | kW/ha
0 | kW/ha
0 | kW/ha
0 | kW/ha
0 | kW/ha
0 | kW/ha
0 | kW/ha
4 | kW/ha
1015 | kW/ha
3477 | kW/ha
5369 | kW/ha
6058 | kW/ha
6689 | kW/ha
7155 | kW/ha
6606 | kW/ha
6192 | kW/ha
5208 | kW/ha
2663 | kW/ha
814 | kW/ha
47 | kW/ha
0 | kW/ha
0 | kW/ha
0 | kW/ha
0 | kW/ha
0 | kW/ha
0 | kW/ha
0 | kW/ha
0 | kW/ha
0 | kW/ha
0 | kW/ha
0 | kW/ha
4 | kW/ha
1216 | kW/ha
3297 | kW/ha
5154 | kW/ha
6292 | kW/ha
7984 | kW/ha
8775 | kW/ha
8870 | kW/ha
8031 | kW/ha
6744 | kW/ha
4743 | kW/ha
2452 | kW/ha
160 | kW/ha
0 | kW/ha
0 | kW/ha
0 | kW/ha
0 | kW/ha
0 | kW/ha
0 | kW/ha
0 | kW/ha
0 | kW/ha
0 | kW/ha
0 | kW/ha
0 | kW/ha
5 | kW/ha
531 | kW/ha
1309 | kW/ha
2218 | kW/ha
2792 | kW/ha
3183 | kW/ha
3448 | kW/ha
3201 | kW/ha
2736 | kW/ha
2150 | kW/ha
1578 | kW/ha
805 | kW/ha
51 | kW/ha
0 | kW/ha
0 | kW/ha
0 | kW/ha
0 | kW/ha
0 | kW/ha
0 | kW/ha
0 | kW/ha
0 | kW/ha
0 | kW/ha
0 | kW/ha
0 | kW/ha
12 | kW/ha
1667 | kW/ha
5420 | kW/ha
3947 | kW/ha
2898 | kW/ha
3832 | kW/ha
1105 | kW/ha
3346 | kW/ha
4190 | kW/ha
2760 | kW/ha
4196 | kW/ha
1633 | kW/ha
77 | kW/ha
0 | kW/ha
0 | kW/ha
0 | kW/ha
0 | kW/ha
0 | kW/ha
0 | kW/ha
0 | kW/ha
0 | kW/ha
0 | kW/ha
0 | kW/ha
0 | kW/ha
5 | kW/ha
1721 | kW/ha
4370 | kW/ha
6811 | kW/ha
8729 | kW/ha
10013 | kW/ha
10520 | kW/ha
10315 | kW/ha
9401 | kW/ha
7761 | kW/ha
5542 | kW/ha
2945 | kW/ha
118 | kW/ha
0 | kW/ha
0 | kW/ha
0 | kW/ha
0 | kW/ha
0 | kW/ha
0 | kW/ha
0 | kW/ha
0 | kW/ha
0 | kW/ha
0 | kW/ha
0 | kW/ha
5 | kW/ha
1903 | kW/ha
4722 | kW/ha
7298 | kW/ha
9352 | kW/ha
10743 | kW/ha
11410 | kW/ha
11350 | kW/ha
10550 | kW/ha
9041 | kW/ha
6614 | kW/ha
3530 | kW/ha
209 | kW/ha
0 | kW/ha
0 | kW/ha
0 | kW/ha
0 | kW/ha
0 | kW/ha
0 | kW/ha
0 | kW/ha
0 | kW/ha
0 | kW/ha
0 | kW/ha
0 | kW/ha
5 | kW/ha
1805 | kW/ha
4482 | kW/ha
6922 | kW/ha
8862 | kW/ha
10091 | kW/ha
10611 | kW/ha
10389 | kW/ha
9440 | kW/ha
7802 | kW/ha
5564 | kW/ha
2945 | kW/ha
113 | kW/ha
0 | kW/ha
0 | kW/ha
0 | kW/ha
0 | kW/ha
0 | kW/ha
0 | kW/ha
0 | kW/ha
0 | kW/ha
0 | kW/ha
0 | kW/ha
0 | kW/ha
5 | kW/ha
1782 | kW/ha
4432 | kW/ha
6879 | kW/ha
8799 | kW/ha
10057 | kW/ha
10559 | kW/ha
10371 | kW/ha
9452 | kW/ha
7808 | kW/ha
5595 | kW/ha
2947 | kW/ha
112 | kW/ha
0 | kW/ha
0 | kW/ha
0 | kW/ha
0 | kW/ha
0 | kW/ha
0 | kW/ha
0 | kW/ha
0 | kW/ha
0 | kW/ha
0 | kW/ha
0 | kW/ha
5 | kW/ha
1642 | kW/ha
4083 | kW/ha
6258 | kW/ha
8070 | kW/ha
9270 | kW/ha
9882 | kW/ha
9671 | kW/ha
8839 | kW/ha
7334 | kW/ha
5274 | kW/ha
2847 | kW/ha
125 | kW/ha
0 | kW/ha
0 | kW/ha
0 | kW/ha
0 | kW/ha
0 | kW/ha
0 | kW/ha
0 | kW/ha
0 | kW/ha
0 | kW/ha
0 | kW/ha
0 | kW/ha
4 | kW/ha
319 | kW/ha
1462 | kW/ha
2311 | kW/ha
1346 | kW/ha
5684 | kW/ha
6202 | kW/ha
9418 | kW/ha
6594 | kW/ha
1334 | kW/ha
2160 | kW/ha
211 | kW/ha
37 | kW/ha
0 | kW/ha
0 | kW/ha
0 | kW/ha
0 | kW/ha
0 | kW/ha
0 | kW/ha
0 | kW/ha
0 | kW/ha
0 | kW/ha
0 | kW/ha
0 | kW/ha
5 | kW/ha
655 | kW/ha
1883 | kW/ha
3066 | kW/ha
3764 | kW/ha
4642 | kW/ha
4442 | kW/ha
4496 | kW/ha
3773 | kW/ha
3205 | kW/ha
1902 | kW/ha
997 | kW/ha
39 | kW/ha
0 | kW/ha
0 | kW/ha
0 | kW/ha
0 | kW/ha
0 | kW/ha
0 | kW/ha
0 | kW/ha
0 | kW/ha
0 | kW/ha
0 | kW/ha
0 | kW/ha
5 | kW/ha
304 | kW/ha
1271 | kW/ha
2263 | kW/ha
4124 | kW/ha
6035 | kW/ha
9545 | kW/ha
7595 | kW/ha
5066 | kW/ha
5672 | kW/ha
6434 | kW/ha
2962 | kW/ha
167 | kW/ha
0 | kW/ha
0 | kW/ha
0 | kW/ha
0 | kW/ha
0 | kW/ha
0 | kW/ha
0 | kW/ha
0 | kW/ha
0 | kW/ha
0 | kW/ha
0 | kW/ha
7 | kW/ha
372 | kW/ha
837 | kW/ha
1232 | kW/ha
1441 | kW/ha
1862 | kW/ha
1676 | kW/ha
1843 | kW/ha
1802 | kW/ha
1494 | kW/ha
1107 | kW/ha
588 | kW/ha
40 | kW/ha
0 | kW/ha
0 | kW/ha
0 | kW/ha
0 | kW/ha
0 | kW/ha
0 | kW/ha
0 | kW/ha
0 | kW/ha
0 | kW/ha
0 | kW/ha
0 | kW/ha
5 | kW/ha
2176 | kW/ha
5069 | kW/ha
7669 | kW/ha
9729 | kW/ha
11109 | kW/ha
11746 | kW/ha
11639 | kW/ha
10774 | kW/ha
9196 | kW/ha
6663 | kW/ha
3606 | kW/ha
176 | kW/ha
0 | kW/ha
0 | kW/ha
0 | kW/ha
0 | kW/ha
0 | kW/ha
0 | kW/ha
0 | kW/ha
0 | kW/ha
0 | kW/ha
0 | kW/ha
0 | kW/ha
9 | kW/ha
1932 | kW/ha
4388 | kW/ha
6569 | kW/ha
8350 | kW/ha
9463 | kW/ha
10002 | kW/ha
9747 | kW/ha
8857 | kW/ha
7367 | kW/ha
5301 | kW/ha
2911 | kW/ha
99 | kW/ha
0 | kW/ha
0 | kW/ha
0 | kW/ha
0 | kW/ha
0 | kW/ha
0 | kW/ha
0 | kW/ha
0 | kW/ha
0 | kW/ha
0 | kW/ha
0 | kW/ha
9 | kW/ha
2222 | kW/ha
5033 | kW/ha
7498 | kW/ha
9402 | kW/ha
10641 | kW/ha
11119 | kW/ha
10847 | kW/ha
9829 | kW/ha
8126 | kW/ha
5846 | kW/ha
3186 | kW/ha
80 | kW/ha
0 | kW/ha
0 | kW/ha
0 | kW/ha
0 | kW/ha
0 | kW/ha
0 | kW/ha
0 | kW/ha
0 | kW/ha
0 | kW/ha
0 | kW/ha
0 | kW/ha
8 | kW/ha
180 | kW/ha
5408 | kW/ha
7051 | kW/ha
10708 | kW/ha
12104 | kW/ha
12750 | kW/ha
6105 | kW/ha
11306 | kW/ha
8147 | kW/ha
6748 | kW/ha
2121 | kW/ha
162 | kW/ha
0 | kW/ha
0 | kW/ha
0 | kW/ha
0 | kW/ha
0 | kW/ha
0 | kW/ha
0 | kW/ha
0 | kW/ha
0 | kW/ha
0 | kW/ha
0 | kW/ha
9 | kW/ha
1962 | kW/ha
4480 | kW/ha
6728 | kW/ha
8474 | kW/ha
9695 | kW/ha
10173 | kW/ha
9977 | kW/ha
9083 | kW/ha
7539 | kW/ha
5399 | kW/ha
2899 | kW/ha
90 | kW/ha
0 | kW/ha
0 | kW/ha
0 | kW/ha
0 | kW/ha
0 | kW/ha
0 | kW/ha
0 | kW/ha
0 | kW/ha
0 | kW/ha
0 | kW/ha
0 | kW/ha
9 | kW/ha
2159 | kW/ha
4928 | kW/ha
7399 | kW/ha
9317 | kW/ha
10538 | kW/ha
11015 | kW/ha
10746 | kW/ha
9749 | kW/ha
8048 | kW/ha
5761 | kW/ha
3090 | kW/ha
77 | kW/ha
0 | kW/ha
0 | kW/ha
0 | kW/ha
0 | kW/ha
0 | kW/ha
0 | kW/ha
0 | kW/ha
0 | kW/ha
0 | kW/ha
0 | kW/ha
0 | kW/ha
9 | kW/ha
2028 | kW/ha
4587 | kW/ha
6878 | kW/ha
8615 | kW/ha
9791 | kW/ha
10243 | kW/ha
9962 | kW/ha
8982 | kW/ha
7427 | kW/ha
5299 | kW/ha
2848 | kW/ha
75 | kW/ha
0 | kW/ha
0 | kW/ha
0 | kW/ha
0 | kW/ha
0 | kW/ha
0 | kW/ha
0 | kW/ha
0 | kW/ha
0 | kW/ha
0 | kW/ha
0 | kW/ha
13 | kW/ha
2415 | kW/ha
5308 | kW/ha
7831 | kW/ha
9773 | kW/ha
11005 | kW/ha
11465 | kW/ha
11169 | kW/ha
10090 | kW/ha
8298 | kW/ha
5937 | kW/ha
3200 | kW/ha
57 | kW/ha
0 | kW/ha
0 | kW/ha
0 | kW/ha
0 | kW/ha
0 | kW/ha
0 | kW/ha
0 | kW/ha
0 | kW/ha
0 | kW/ha
0 | kW/ha
0 | kW/ha
32 | kW/ha
1457 | kW/ha
2396 | kW/ha
4046 | kW/ha
6214 | kW/ha
4447 | kW/ha
6014 | kW/ha
6441 | kW/ha
8367 | kW/ha
5817 | kW/ha
3663 | kW/ha
1796 | kW/ha
136 | kW/ha
0 | kW/ha
0 | kW/ha
0 | kW/ha
0 | kW/ha
0 | kW/ha
0 | kW/ha
0 | kW/ha
0 | kW/ha
0 | kW/ha
0 | kW/ha
0 | kW/ha
9 | kW/ha
744 | kW/ha
1820 | kW/ha
2598 | kW/ha
3081 | kW/ha
3592 | kW/ha
3961 | kW/ha
4351 | kW/ha
3447 | kW/ha
2914 | kW/ha
2176 | kW/ha
1144 | kW/ha
41 | kW/ha
0 | kW/ha
0 | kW/ha
0 | kW/ha
0 | kW/ha
0 | kW/ha
0 | kW/ha
0 | kW/ha
0 | kW/ha
0 | kW/ha
0 | kW/ha
0 | kW/ha
9 | kW/ha
1081 | kW/ha
2480 | kW/ha
4052 | kW/ha
4932 | kW/ha
5280 | kW/ha
5890 | kW/ha
5215 | kW/ha
4480 | kW/ha
3548 | kW/ha
2142 | kW/ha
884 | kW/ha
40 | kW/ha
0 | kW/ha
0 | kW/ha
0 | kW/ha
0 | kW/ha
0 | kW/ha
0 | kW/ha
0 | kW/ha
0 | kW/ha
0 | kW/ha
0 | kW/ha
0 | kW/ha
9 | kW/ha
898 | kW/ha
2246 | kW/ha
3788 | kW/ha
4683 | kW/ha
5183 | kW/ha
5078 | kW/ha
4855 | kW/ha
4577 | kW/ha
3168 | kW/ha
2360 | kW/ha
1280 | kW/ha
34 | kW/ha
0 | kW/ha
0 | kW/ha
0 | kW/ha
0 | kW/ha
0 | kW/ha
0 | kW/ha
0 | kW/ha
0 | kW/ha
0 | kW/ha
0 | kW/ha
0 | kW/ha
9 | kW/ha
927 | kW/ha
2108 | kW/ha
2869 | kW/ha
3909 | kW/ha
4476 | kW/ha
4917 | kW/ha
4687 | kW/ha
4045 | kW/ha
3056 | kW/ha
2058 | kW/ha
1106 | kW/ha
37 | kW/ha
0 | kW/ha
0 | kW/ha
0 | kW/ha
0 | kW/ha
0 | kW/ha
0 | kW/ha
0 | kW/ha
0 | kW/ha
0 | kW/ha
0 | kW/ha
0 | kW/ha
9 | kW/ha
455 | kW/ha
379 | kW/ha
589 | kW/ha
755 | kW/ha
6307 | kW/ha
1681 | kW/ha
4843 | kW/ha
5565 | kW/ha
8941 | kW/ha
6184 | kW/ha
3710 | kW/ha
623 | kW/ha
0 | kW/ha
0 | kW/ha
0 | kW/ha
0 | kW/ha
0 | kW/ha
0 | kW/ha
0 | kW/ha
0 | kW/ha
0 | kW/ha
0 | kW/ha
0 | kW/ha
10 | kW/ha
806 | kW/ha
2162 | kW/ha
3343 | kW/ha
4465 | kW/ha
5111 | kW/ha
5635 | kW/ha
5233 | kW/ha
4647 | kW/ha
3815 | kW/ha
2197 | kW/ha
996 | kW/ha
29 | kW/ha
0 | kW/ha
0 | kW/ha
0 | kW/ha
0 | kW/ha
0 | kW/ha
0 | kW/ha
0 | kW/ha
0 | kW/ha
0 | kW/ha
0 | kW/ha
0 | kW/ha
5 | kW/ha
456 | kW/ha
882 | kW/ha
3853 | kW/ha
5710 | kW/ha
6854 | kW/ha
10447 | kW/ha
8098 | kW/ha
5556 | kW/ha
2908 | kW/ha
1825 | kW/ha
2601 | kW/ha
165 | kW/ha
0 | kW/ha
0 | kW/ha
0 | kW/ha
0 | kW/ha
0 | kW/ha
0 | kW/ha
0 | kW/ha
0 | kW/ha
0 | kW/ha
0 | kW/ha
0 | kW/ha
11 | kW/ha
1239 | kW/ha
2898 | kW/ha
4460 | kW/ha
5670 | kW/ha
6500 | kW/ha
6355 | kW/ha
6407 | kW/ha
5956 | kW/ha
4822 | kW/ha
3520 | kW/ha
2029 | kW/ha
65 | kW/ha
0 | kW/ha
0 | kW/ha
0 | kW/ha
0 | kW/ha
0 | kW/ha
0 | kW/ha
0 | kW/ha
0 | kW/ha
0 | kW/ha
0 | kW/ha
0 | kW/ha
12 | kW/ha
2002 | kW/ha
4093 | kW/ha
6411 | kW/ha
7558 | kW/ha
8580 | kW/ha
8914 | kW/ha
8850 | kW/ha
8080 | kW/ha
6462 | kW/ha
4577 | kW/ha
2476 | kW/ha
55 | kW/ha
0 | kW/ha
0 | kW/ha
0 | kW/ha
0 | kW/ha
0 | kW/ha
0 | kW/ha
0 | kW/ha
0 | kW/ha
0 | kW/ha
0 | kW/ha
0 | kW/ha
11 | kW/ha
2001 | kW/ha
4034 | kW/ha
5383 | kW/ha
7100 | kW/ha
7983 | kW/ha
8629 | kW/ha
8934 | kW/ha
8436 | kW/ha
7375 | kW/ha
5154 | kW/ha
2791 | kW/ha
77 | kW/ha
0 | kW/ha
0 | kW/ha
0 | kW/ha
0 | kW/ha
0 | kW/ha
0 | kW/ha
0 | kW/ha
0 | kW/ha
0 | kW/ha
0 | kW/ha
0 | kW/ha
16 | kW/ha
1025 | kW/ha
2333 | kW/ha
3346 | kW/ha
5953 | kW/ha
5039 | kW/ha
5123 | kW/ha
4641 | kW/ha
3125 | kW/ha
3862 | kW/ha
2490 | kW/ha
925 | kW/ha
28 | kW/ha
0 | kW/ha
0 | kW/ha
0 | kW/ha
0 | kW/ha
0 | kW/ha
0 | kW/ha
0 | kW/ha
0 | kW/ha
0 | kW/ha
0 | kW/ha
0 | kW/ha
11 | kW/ha
2498 | kW/ha
5338 | kW/ha
7830 | kW/ha
9742 | kW/ha
10956 | kW/ha
11419 | kW/ha
11092 | kW/ha
10035 | kW/ha
8230 | kW/ha
5839 | kW/ha
3052 | kW/ha
46 | kW/ha
0 | kW/ha
0 | kW/ha
0 | kW/ha
0 | kW/ha
0 | kW/ha
0 | kW/ha
0 | kW/ha
0 | kW/ha
0 | kW/ha
0 | kW/ha
0 | kW/ha
11 | kW/ha
868 | kW/ha
2104 | kW/ha
2843 | kW/ha
4165 | kW/ha
4465 | kW/ha
4750 | kW/ha
4776 | kW/ha
3925 | kW/ha
3194 | kW/ha
1919 | kW/ha
806 | kW/ha
26 | kW/ha
0 | kW/ha
0 | kW/ha
0 | kW/ha
0 | kW/ha
0 | kW/ha
0 | kW/ha
0 | kW/ha
0 | kW/ha
0 | kW/ha
0 | kW/ha
0 | kW/ha
11 | kW/ha
140 | kW/ha
356 | kW/ha
556 | kW/ha
1983 | kW/ha
7225 | kW/ha
8646 | kW/ha
3276 | kW/ha
5666 | kW/ha
6331 | kW/ha
6641 | kW/ha
3526 | kW/ha
437 | kW/ha
0 | kW/ha
0 | kW/ha
0 | kW/ha
0 | kW/ha
0 | kW/ha
0 | kW/ha
0 | kW/ha
0 | kW/ha
0 | kW/ha
0 | kW/ha
0 | kW/ha
13 | kW/ha
3018 | kW/ha
6347 | kW/ha
9168 | kW/ha
11225 | kW/ha
6763 | kW/ha
6948 | kW/ha
6725 | kW/ha
5774 | kW/ha
4514 | kW/ha
3085 | kW/ha
1525 | kW/ha
32 | kW/ha
0 | kW/ha
0 | kW/ha
0 | kW/ha
0 | kW/ha
0 | kW/ha
0 | kW/ha
0 | kW/ha
0 | kW/ha
0 | kW/ha
0 | kW/ha
0 | kW/ha
12 | kW/ha
2632 | kW/ha
5461 | kW/ha
7974 | kW/ha
9864 | kW/ha
11093 | kW/ha
11510 | kW/ha
11206 | kW/ha
10159 | kW/ha
8384 | kW/ha
6006 | kW/ha
3204 | kW/ha
47 | kW/ha
0 | kW/ha
0 | kW/ha
0 | kW/ha
0 | kW/ha
0 | kW/ha
0 | kW/ha
0 | kW/ha
0 | kW/ha
0 | kW/ha
0 | kW/ha
0 | kW/ha
17 | kW/ha
2414 | kW/ha
5045 | kW/ha
7374 | kW/ha
9151 | kW/ha
10308 | kW/ha
10794 | kW/ha
10524 | kW/ha
9539 | kW/ha
7861 | kW/ha
5644 | kW/ha
3010 | kW/ha
51 | kW/ha
0 | kW/ha
0 | kW/ha
0 | kW/ha
0 | kW/ha
0 | kW/ha
0 | kW/ha
0 | kW/ha
0 | kW/ha
0 | kW/ha
0 | kW/ha
0 | kW/ha
12 | kW/ha
2363 | kW/ha
4969 | kW/ha
7294 | kW/ha
9068 | kW/ha
10221 | kW/ha
10670 | kW/ha
10393 | kW/ha
9419 | kW/ha
7770 | kW/ha
5533 | kW/ha
2917 | kW/ha
49 | kW/ha
0 | kW/ha
0 | kW/ha
0 | kW/ha
0 | kW/ha
0 | kW/ha
0 | kW/ha
0 | kW/ha
0 | kW/ha
0 | kW/ha
0 | kW/ha
0 | kW/ha
13 | kW/ha
2025 | kW/ha
4355 | kW/ha
6332 | kW/ha
8110 | kW/ha
9063 | kW/ha
9451 | kW/ha
9277 | kW/ha
8458 | kW/ha
6927 | kW/ha
5075 | kW/ha
2647 | kW/ha
49 | kW/ha
0 | kW/ha
0 | kW/ha
0 | kW/ha
0 | kW/ha
0 | kW/ha
0 | kW/ha
0 | kW/ha
0 | kW/ha
0 | kW/ha
0 | kW/ha
0 | kW/ha
11 | kW/ha
674 | kW/ha
1770 | kW/ha
2979 | kW/ha
3830 | kW/ha
3926 | kW/ha
4347 | kW/ha
4218 | kW/ha
3962 | kW/ha
2942 | kW/ha
1996 | kW/ha
973 | kW/ha
26 | kW/ha
0 | kW/ha
0 | kW/ha
0 | kW/ha
0 | kW/ha
0 | kW/ha
0 | kW/ha
0 | kW/ha
0 | kW/ha
0 | kW/ha
0 | kW/ha
0 | kW/ha
17 | kW/ha
1059 | kW/ha
1899 | kW/ha
2906 | kW/ha
4814 | kW/ha
5179 | kW/ha
5505 | kW/ha
4965 | kW/ha
4140 | kW/ha
3816 | kW/ha
2299 | kW/ha
1021 | kW/ha
32 | kW/ha
0 | kW/ha
0 | kW/ha
0 | kW/ha
0 | kW/ha
0 | kW/ha
0 | kW/ha
0 | kW/ha
0 | kW/ha
0 | kW/ha
0 | kW/ha
0 | kW/ha
12 | kW/ha
1177 | kW/ha
2227 | kW/ha
3410 | kW/ha
4917 | kW/ha
5652 | kW/ha
6266 | kW/ha
5852 | kW/ha
5411 | kW/ha
4375 | kW/ha
2817 | kW/ha
1404 | kW/ha
31 | kW/ha
0 | kW/ha
0 | kW/ha
0 | kW/ha
0 | kW/ha
0 | kW/ha
0 | kW/ha
0 | kW/ha
0 | kW/ha
0 | kW/ha
0 | kW/ha
0 | kW/ha
18 | kW/ha
1124 | kW/ha
2351 | kW/ha
3733 | kW/ha
4828 | kW/ha
5264 | kW/ha
5018 | kW/ha
4385 | kW/ha
4224 | kW/ha
3747 | kW/ha
2328 | kW/ha
996 | kW/ha
32 | kW/ha
0 | kW/ha
0 | kW/ha
0 | kW/ha
0 | kW/ha
0 | kW/ha
0 | kW/ha
0 | kW/ha
0 | kW/ha
0 | kW/ha
0 | kW/ha
0 | kW/ha
24 | kW/ha
3173 | kW/ha
6479 | kW/ha
9020 | kW/ha
10991 | kW/ha
7098 | kW/ha
7116 | kW/ha
7380 | kW/ha
6396 | kW/ha
5156 | kW/ha
3849 | kW/ha
2174 | kW/ha
47 | kW/ha
0 | kW/ha
0 | kW/ha
0 | kW/ha
0 | kW/ha
0 | kW/ha
0 | kW/ha
0 | kW/ha
0 | kW/ha
0 | kW/ha
0 | kW/ha
0 | kW/ha
19 | kW/ha
2294 | kW/ha
4561 | kW/ha
6646 | kW/ha
8132 | kW/ha
9044 | kW/ha
9574 | kW/ha
8952 | kW/ha
7707 | kW/ha
6190 | kW/ha
4449 | kW/ha
2432 | kW/ha
38 | kW/ha
0 | kW/ha
0 | kW/ha
0 | kW/ha
0 | kW/ha
0 | kW/ha
0 | kW/ha
0 | kW/ha
0 | kW/ha
0 | kW/ha
0 | kW/ha
0 | kW/ha
13 | kW/ha
2157 | kW/ha
4106 | kW/ha
5689 | kW/ha
7098 | kW/ha
8033 | kW/ha
8715 | kW/ha
8844 | kW/ha
7637 | kW/ha
6698 | kW/ha
4732 | kW/ha
2637 | kW/ha
54 | kW/ha
0 | kW/ha
0 | kW/ha
0 | kW/ha
0 | kW/ha
0 | kW/ha
0 | kW/ha
0 | kW/ha
0 | kW/ha
0 | kW/ha
0 | kW/ha
0 | kW/ha
14 | kW/ha
2468 | kW/ha
4979 | kW/ha
7093 | kW/ha
8726 | kW/ha
9762 | kW/ha
10132 | kW/ha
9885 | kW/ha
8969 | kW/ha
7374 | kW/ha
5373 | kW/ha
2918 | kW/ha
49 | kW/ha
0 | kW/ha
0 | kW/ha
0 | kW/ha
0 | kW/ha
0 | kW/ha
0 | kW/ha
0 | kW/ha
0 | kW/ha
0 | kW/ha
0 | kW/ha
0 | kW/ha
14 | kW/ha
2307 | kW/ha
4726 | kW/ha
6809 | kW/ha
8301 | kW/ha
9272 | kW/ha
9761 | kW/ha
9474 | kW/ha
8406 | kW/ha
6804 | kW/ha
4792 | kW/ha
2441 | kW/ha
35 | kW/ha
0 | kW/ha
0 | kW/ha
0 | kW/ha
0 | kW/ha
0 | kW/ha
0 | kW/ha
0 | kW/ha
0 | kW/ha
0 | kW/ha
0 | kW/ha
0 | kW/ha
19 | kW/ha
2804 | kW/ha
5598 | kW/ha
7951 | kW/ha
9721 | kW/ha
10802 | kW/ha
11165 | kW/ha
10785 | kW/ha
9654 | kW/ha
7884 | kW/ha
5548 | kW/ha
2893 | kW/ha
23 | kW/ha
0 | kW/ha
0 | kW/ha
0 | kW/ha
0 | kW/ha
0 | kW/ha
0 | kW/ha
0 | kW/ha
0 | kW/ha
0 | kW/ha
0 | kW/ha
0 | kW/ha
19 | kW/ha
2222 | kW/ha
4615 | kW/ha
6700 | kW/ha
8322 | kW/ha
9266 | kW/ha
9635 | kW/ha
9350 | kW/ha
8594 | kW/ha
7109 | kW/ha
5161 | kW/ha
2847 | kW/ha
60 | kW/ha
0 | kW/ha
0 | kW/ha
0 | kW/ha
0 | kW/ha
0 | kW/ha
0 | kW/ha
0 | kW/ha
0 | kW/ha
0 | kW/ha
0 | kW/ha
0 | kW/ha
17 | kW/ha
3069 | kW/ha
5448 | kW/ha
4802 | kW/ha
7002 | kW/ha
8073 | kW/ha
7526 | kW/ha
2594 | kW/ha
3070 | kW/ha
1209 | kW/ha
448 | kW/ha
189 | kW/ha
31 | kW/ha
0 | kW/ha
0 | kW/ha
0 | kW/ha
0 | kW/ha
0 | kW/ha
0 | kW/ha
0 | kW/ha
0 | kW/ha
0 | kW/ha
0 | kW/ha
0 | kW/ha
5 | kW/ha
3054 | kW/ha
6138 | kW/ha
8691 | kW/ha
10631 | kW/ha
5498 | kW/ha
5954 | kW/ha
5616 | kW/ha
4895 | kW/ha
3877 | kW/ha
2697 | kW/ha
1282 | kW/ha
27 | kW/ha
0 | kW/ha
0 | kW/ha
0 | kW/ha
0 | kW/ha
0 | kW/ha
0 | kW/ha
0 | kW/ha
0 | kW/ha
0 | kW/ha
0 | kW/ha
0 | kW/ha
5 | kW/ha
2527 | kW/ha
4978 | kW/ha
7084 | kW/ha
8684 | kW/ha
9718 | kW/ha
10058 | kW/ha
9816 | kW/ha
8886 | kW/ha
7336 | kW/ha
5290 | kW/ha
2904 | kW/ha
45 | kW/ha
0 | kW/ha
0 | kW/ha
0 | kW/ha
0 | kW/ha
0 | kW/ha
0 | kW/ha
0 | kW/ha
0 | kW/ha
0 | kW/ha
0 | kW/ha
0 | kW/ha
5 | kW/ha
2676 | kW/ha
5278 | kW/ha
7513 | kW/ha
9208 | kW/ha
10261 | kW/ha
10595 | kW/ha
10245 | kW/ha
9257 | kW/ha
7625 | kW/ha
5457 | kW/ha
2934 | kW/ha
34 | kW/ha
0 | kW/ha
0 | kW/ha
0 | kW/ha
0 | kW/ha
0 | kW/ha
0 | kW/ha
0 | kW/ha
0 | kW/ha
0 | kW/ha
0 | kW/ha
0 | kW/ha
5 | kW/ha
2242 | kW/ha
4574 | kW/ha
6636 | kW/ha
8217 | kW/ha
9087 | kW/ha
9580 | kW/ha
9217 | kW/ha
8354 | kW/ha
6863 | kW/ha
4946 | kW/ha
2709 | kW/ha
53 | kW/ha
0 | kW/ha
0 | kW/ha
0 | kW/ha
0 | kW/ha
0 | kW/ha
0 | kW/ha
0 | kW/ha
0 | kW/ha
0 | kW/ha
0 | kW/ha
0 | kW/ha
4 | kW/ha
1857 | kW/ha
3802 | kW/ha
5558 | kW/ha
7280 | kW/ha
7945 | kW/ha
8247 | kW/ha
7932 | kW/ha
7184 | kW/ha
5734 | kW/ha
3922 | kW/ha
2041 | kW/ha
27 | kW/ha
0 | kW/ha
0 | kW/ha
0 | kW/ha
0 | kW/ha
0 | kW/ha
0 | kW/ha
0 | kW/ha
0 | kW/ha
0 | kW/ha
0 | kW/ha
0 | kW/ha
4 | kW/ha
2387 | kW/ha
4837 | kW/ha
6946 | kW/ha
8625 | kW/ha
9697 | kW/ha
10102 | kW/ha
9790 | kW/ha
8861 | kW/ha
7291 | kW/ha
5275 | kW/ha
2836 | kW/ha
46 | kW/ha
0 | kW/ha
0 | kW/ha
0 | kW/ha
0 | kW/ha
0 | kW/ha
0 | kW/ha
0 | kW/ha
0 | kW/ha
0 | kW/ha
0 | kW/ha
0 | kW/ha
4 | kW/ha
2304 | kW/ha
4624 | kW/ha
6633 | kW/ha
8120 | kW/ha
8823 | kW/ha
8969 | kW/ha
8789 | kW/ha
7954 | kW/ha
6494 | kW/ha
4732 | kW/ha
2658 | kW/ha
44 | kW/ha
0 | kW/ha
0 | kW/ha
0 | kW/ha
0 | kW/ha
0 | kW/ha
0 | kW/ha
0 | kW/ha
0 | kW/ha
0 | kW/ha
0 | kW/ha
0 | kW/ha
4 | kW/ha
2463 | kW/ha
4762 | kW/ha
6789 | kW/ha
8344 | kW/ha
9153 | kW/ha
9531 | kW/ha
9265 | kW/ha
8393 | kW/ha
7127 | kW/ha
5156 | kW/ha
2882 | kW/ha
40 | kW/ha
0 | kW/ha
0 | kW/ha
0 | kW/ha
0 | kW/ha
0 | kW/ha
0 | kW/ha
0 | kW/ha
0 | kW/ha
0 | kW/ha
0 | kW/ha
0 | kW/ha
16 | kW/ha
2167 | kW/ha
2842 | kW/ha
6143 | kW/ha
3275 | kW/ha
3907 | kW/ha
1251 | kW/ha
3676 | kW/ha
8999 | kW/ha
6355 | kW/ha
5812 | kW/ha
3489 | kW/ha
142 | kW/ha
0 | kW/ha
0 | kW/ha
0 | kW/ha
0 | kW/ha
0 | kW/ha
0 | kW/ha
0 | kW/ha
0 | kW/ha
0 | kW/ha
0 | kW/ha
0 | kW/ha
4 | kW/ha
3119 | kW/ha
6269 | kW/ha
8906 | kW/ha
10829 | kW/ha
5873 | kW/ha
6130 | kW/ha
5959 | kW/ha
5321 | kW/ha
4334 | kW/ha
2942 | kW/ha
1419 | kW/ha
29 | kW/ha
0 | kW/ha
0 | kW/ha
0 | kW/ha
0 | kW/ha
0 | kW/ha
0 | kW/ha
0 | kW/ha
0 | kW/ha
0 | kW/ha
0 | kW/ha
0 | kW/ha
11 | kW/ha
2966 | kW/ha
6117 | kW/ha
7784 | kW/ha
8770 | kW/ha
9202 | kW/ha
7991 | kW/ha
7032 | kW/ha
4597 | kW/ha
1628 | kW/ha
903 | kW/ha
179 | kW/ha
27 | kW/ha
0 | kW/ha
0 | kW/ha
0 | kW/ha
0 | kW/ha
0 | kW/ha
0 | kW/ha
0 | kW/ha
0 | kW/ha
0 | kW/ha
0 | kW/ha
0 | kW/ha
4 | kW/ha
2989 | kW/ha
5912 | kW/ha
8404 | kW/ha
10299 | kW/ha
11452 | kW/ha
11852 | kW/ha
11469 | kW/ha
10349 | kW/ha
8520 | kW/ha
6089 | kW/ha
3236 | kW/ha
29 | kW/ha
0 | kW/ha
0 | kW/ha
0 | kW/ha
0 | kW/ha
0 | kW/ha
0 | kW/ha
0 | kW/ha
0 | kW/ha
0 | kW/ha
0 | kW/ha
0 | kW/ha
4 | kW/ha
2119 | kW/ha
3913 | kW/ha
5358 | kW/ha
6375 | kW/ha
6933 | kW/ha
6850 | kW/ha
6472 | kW/ha
5467 | kW/ha
4852 | kW/ha
3866 | kW/ha
2105 | kW/ha
29 | kW/ha
0 | kW/ha
0 | kW/ha
0 | kW/ha
0 | kW/ha
0 | kW/ha
0 | kW/ha
0 | kW/ha
0 | kW/ha
0 | kW/ha
0 | kW/ha
0 | kW/ha
3 | kW/ha
2767 | kW/ha
5299 | kW/ha
7422 | kW/ha
9068 | kW/ha
10117 | kW/ha
10470 | kW/ha
10211 | kW/ha
9299 | kW/ha
7767 | kW/ha
5669 | kW/ha
3170 | kW/ha
39 | kW/ha
0 | kW/ha
0 | kW/ha
0 | kW/ha
0 | kW/ha
0 | kW/ha
0 | kW/ha
0 | kW/ha
0 | kW/ha
0 | kW/ha
0 | kW/ha
0 | kW/ha
3 | kW/ha
2196 | kW/ha
4199 | kW/ha
5823 | kW/ha
6953 | kW/ha
7876 | kW/ha
8056 | kW/ha
7759 | kW/ha
6916 | kW/ha
5723 | kW/ha
4190 | kW/ha
2307 | kW/ha
30 | kW/ha
0 | kW/ha
0 | kW/ha
0 | kW/ha
0 | kW/ha
0 | kW/ha
0 | kW/ha
0 | kW/ha
0 | kW/ha
0 | kW/ha
0 | kW/ha
0 | kW/ha
3 | kW/ha
1906 | kW/ha
3689 | kW/ha
5252 | kW/ha
6411 | kW/ha
7074 | kW/ha
7449 | kW/ha
7184 | kW/ha
5986 | kW/ha
5048 | kW/ha
3472 | kW/ha
1820 | kW/ha
30 | kW/ha
0 | kW/ha
0 | kW/ha
0 | kW/ha
0 | kW/ha
0 | kW/ha
0 | kW/ha
0 | kW/ha
0 | kW/ha
0 | kW/ha
0 | kW/ha
0 | kW/ha
3 | kW/ha
1197 | kW/ha
2533 | kW/ha
3919 | kW/ha
5034 | kW/ha
5684 | kW/ha
5948 | kW/ha
6060 | kW/ha
5714 | kW/ha
4606 | kW/ha
3202 | kW/ha
1476 | kW/ha
30 | kW/ha
0 | kW/ha
0 | kW/ha
0 | kW/ha
0 | kW/ha
0 | kW/ha
0 | kW/ha
0 | kW/ha
0 | kW/ha
0 | kW/ha
0 | kW/ha
0 | kW/ha
3 | kW/ha
2472 | kW/ha
4725 | kW/ha
6725 | kW/ha
8198 | kW/ha
8965 | kW/ha
9033 | kW/ha
8841 | kW/ha
7729 | kW/ha
6533 | kW/ha
4621 | kW/ha
2517 | kW/ha
30 | kW/ha
0 | kW/ha
0 | kW/ha
0 | kW/ha
0 | kW/ha
0 | kW/ha
0 | kW/ha
0 | kW/ha
0 | kW/ha
0 | kW/ha
0 | kW/ha
0 | kW/ha
3 | kW/ha
2395 | kW/ha
4770 | kW/ha
6790 | kW/ha
8393 | kW/ha
9353 | kW/ha
9740 | kW/ha
9469 | kW/ha
8562 | kW/ha
7149 | kW/ha
5193 | kW/ha
2842 | kW/ha
38 | kW/ha
0 | kW/ha
0 | kW/ha
0 | kW/ha
0 | kW/ha
0 | kW/ha
0 | kW/ha
0 | kW/ha
0 | kW/ha
0 | kW/ha
0 | kW/ha
0 | kW/ha
2 | kW/ha
2655 | kW/ha
5173 | kW/ha
7312 | kW/ha
8868 | kW/ha
9801 | kW/ha
10135 | kW/ha
9873 | kW/ha
8966 | kW/ha
7442 | kW/ha
5393 | kW/ha
2981 | kW/ha
39 | kW/ha
0 | kW/ha
0 | kW/ha
0 | kW/ha
0 | kW/ha
0 | kW/ha
0 | kW/ha
0 | kW/ha
0 | kW/ha
0 | kW/ha
0 | kW/ha
0 | kW/ha
2 | kW/ha
2361 | kW/ha
4771 | kW/ha
6828 | kW/ha
8425 | kW/ha
9363 | kW/ha
9744 | kW/ha
9514 | kW/ha
8648 | kW/ha
7155 | kW/ha
5107 | kW/ha
2733 | kW/ha
36 | kW/ha
0 | kW/ha
0 | kW/ha
0 | kW/ha
0 | kW/ha
0 | kW/ha
0 | kW/ha
0 | kW/ha
0 | kW/ha
0 | kW/ha
0 | kW/ha
0 | kW/ha
3 | kW/ha
2983 | kW/ha
6115 | kW/ha
8692 | kW/ha
10584 | kW/ha
5984 | kW/ha
6008 | kW/ha
5754 | kW/ha
4998 | kW/ha
3966 | kW/ha
2675 | kW/ha
1388 | kW/ha
24 | kW/ha
0 | kW/ha
0 | kW/ha
0 | kW/ha
0 | kW/ha
0 | kW/ha
0 | kW/ha
0 | kW/ha
0 | kW/ha
0 | kW/ha
0 | kW/ha
0 | kW/ha
3 | kW/ha
2895 | kW/ha
5778 | kW/ha
8228 | kW/ha
10064 | kW/ha
11246 | kW/ha
11653 | kW/ha
11300 | kW/ha
10230 | kW/ha
8456 | kW/ha
6090 | kW/ha
3305 | kW/ha
25 | kW/ha
0 | kW/ha
0 | kW/ha
0 | kW/ha
0 | kW/ha
0 | kW/ha
0 | kW/ha
0 | kW/ha
0 | kW/ha
0 | kW/ha
0 | kW/ha
0 | kW/ha
3 | kW/ha
2886 | kW/ha
5723 | kW/ha
8122 | kW/ha
9915 | kW/ha
11048 | kW/ha
11456 | kW/ha
11117 | kW/ha
10054 | kW/ha
8332 | kW/ha
6011 | kW/ha
3297 | kW/ha
31 | kW/ha
0 | kW/ha
0 | kW/ha
0 | kW/ha
0 | kW/ha
0 | kW/ha
0 | kW/ha
0 | kW/ha
0 | kW/ha
0 | kW/ha
0 | kW/ha
0 | kW/ha
2 | kW/ha
1442 | kW/ha
3101 | kW/ha
5156 | kW/ha
6374 | kW/ha
6857 | kW/ha
7175 | kW/ha
6867 | kW/ha
5965 | kW/ha
4796 | kW/ha
3170 | kW/ha
1582 | kW/ha
25 | kW/ha
0 | kW/ha
0 | kW/ha
0 | kW/ha
0 | kW/ha
0 | kW/ha
0 | kW/ha
0 | kW/ha
0 | kW/ha
0 | kW/ha
0 | kW/ha
0 | kW/ha
1 | kW/ha
1669 | kW/ha
3530 | kW/ha
5762 | kW/ha
7769 | kW/ha
8257 | kW/ha
8320 | kW/ha
7461 | kW/ha
6840 | kW/ha
5814 | kW/ha
3997 | kW/ha
2434 | kW/ha
66 | kW/ha
0 | kW/ha
0 | kW/ha
0 | kW/ha
0 | kW/ha
0 | kW/ha
0 | kW/ha
0 | kW/ha
0 | kW/ha
0 | kW/ha
0 | kW/ha
0 | kW/ha
2 | kW/ha
2243 | kW/ha
4626 | kW/ha
6580 | kW/ha
8207 | kW/ha
9275 | kW/ha
9627 | kW/ha
9376 | kW/ha
8443 | kW/ha
6954 | kW/ha
5099 | kW/ha
2847 | kW/ha
33 | kW/ha
0 | kW/ha
0 | kW/ha
0 | kW/ha
0 | kW/ha
0 | kW/ha
0 | kW/ha
0 | kW/ha
0 | kW/ha
0 | kW/ha
0 | kW/ha
0 | kW/ha
2 | kW/ha
2472 | kW/ha
4885 | kW/ha
6905 | kW/ha
8444 | kW/ha
9441 | kW/ha
9859 | kW/ha
9647 | kW/ha
8708 | kW/ha
7350 | kW/ha
5510 | kW/ha
3090 | kW/ha
44 | kW/ha
0 | kW/ha
0 | kW/ha
0 | kW/ha
0 | kW/ha
0 | kW/ha
0 | kW/ha
0 | kW/ha
0 | kW/ha
0 | kW/ha
0 | kW/ha
0 | kW/ha
2 | kW/ha
2668 | kW/ha
5283 | kW/ha
7515 | kW/ha
9217 | kW/ha
10303 | kW/ha
10704 | kW/ha
10409 | kW/ha
9479 | kW/ha
7882 | kW/ha
5762 | kW/ha
3208 | kW/ha
36 | kW/ha
0 | kW/ha
0 | kW/ha
0 | kW/ha
0 | kW/ha
0 | kW/ha
0 | kW/ha
0 | kW/ha
0 | kW/ha
0 | kW/ha
0 | kW/ha
0 | kW/ha
2 | kW/ha
2824 | kW/ha
5635 | kW/ha
8025 | kW/ha
9827 | kW/ha
10959 | kW/ha
11380 | kW/ha
11071 | kW/ha
10033 | kW/ha
8328 | kW/ha
6048 | kW/ha
3355 | kW/ha
23 | kW/ha
0 | kW/ha
0 | kW/ha
0 | kW/ha
0 | kW/ha
0 | kW/ha
0 | kW/ha
0 | kW/ha
0 | kW/ha
0 | kW/ha
0 | kW/ha
0 | kW/ha
1 | kW/ha
2376 | kW/ha
4827 | kW/ha
6943 | kW/ha
8568 | kW/ha
9588 | kW/ha
10062 | kW/ha
9820 | kW/ha
8961 | kW/ha
7418 | kW/ha
5441 | kW/ha
2976 | kW/ha
44 | kW/ha
0 | kW/ha
0 | kW/ha
0 | kW/ha
0 | kW/ha
0 | kW/ha
0 | kW/ha
0 | kW/ha
0 | kW/ha
0 | kW/ha
0 | kW/ha
0 | kW/ha
1 | kW/ha
2391 | kW/ha
4794 | kW/ha
6842 | kW/ha
8438 | kW/ha
9330 | kW/ha
9603 | kW/ha
9428 | kW/ha
8451 | kW/ha
6980 | kW/ha
5082 | kW/ha
2772 | kW/ha
24 | kW/ha
0 | kW/ha
0 | kW/ha
0 | kW/ha
0 | kW/ha
0 | kW/ha
0 | kW/ha
0 | kW/ha
0 | kW/ha
0 | kW/ha
0 | kW/ha
0 | kW/ha
1 | kW/ha
2500 | kW/ha
4987 | kW/ha
7076 | kW/ha
8617 | kW/ha
9609 | kW/ha
10039 | kW/ha
9804 | kW/ha
8931 | kW/ha
7498 | kW/ha
5528 | kW/ha
3119 | kW/ha
34 | kW/ha
0 | kW/ha
0 | kW/ha
0 | kW/ha
0 | kW/ha
0 | kW/ha
0 | kW/ha
0 | kW/ha
0 | kW/ha
0 | kW/ha
0 | kW/ha
0 | kW/ha
2 | kW/ha
2807 | kW/ha
5610 | kW/ha
7973 | kW/ha
9732 | kW/ha
10854 | kW/ha
11283 | kW/ha
10959 | kW/ha
9928 | kW/ha
8241 | kW/ha
6018 | kW/ha
3378 | kW/ha
34 | kW/ha
0 | kW/ha
0 | kW/ha
0 | kW/ha
0 | kW/ha
0 | kW/ha
0 | kW/ha
0 | kW/ha
0 | kW/ha
0 | kW/ha
0 | kW/ha
0 | kW/ha
1 | kW/ha
2601 | kW/ha
5219 | kW/ha
7462 | kW/ha
9179 | kW/ha
10235 | kW/ha
10631 | kW/ha
10380 | kW/ha
9434 | kW/ha
7875 | kW/ha
5764 | kW/ha
3211 | kW/ha
44 | kW/ha
0 | kW/ha
0 | kW/ha
0 | kW/ha
0 | kW/ha
0 | kW/ha
0 | kW/ha
0 | kW/ha
0 | kW/ha
0 | kW/ha
0 | kW/ha
0 | kW/ha
1 | kW/ha
2340 | kW/ha
4720 | kW/ha
6765 | kW/ha
8373 | kW/ha
9341 | kW/ha
9669 | kW/ha
9472 | kW/ha
8617 | kW/ha
7150 | kW/ha
5223 | kW/ha
2951 | kW/ha
38 | kW/ha
0 | kW/ha
0 | kW/ha
0 | kW/ha
0 | kW/ha
0 | kW/ha
0 | kW/ha
0 | kW/ha
0 | kW/ha
0 | kW/ha
0 | kW/ha
0 | kW/ha
1 | kW/ha
2799 | kW/ha
5754 | kW/ha
8182 | kW/ha
10045 | kW/ha
11224 | kW/ha
11670 | kW/ha
11360 | kW/ha
10321 | kW/ha
8594 | kW/ha
6269 | kW/ha
3494 | kW/ha
24 | kW/ha
0 | kW/ha
0 | kW/ha
0 | kW/ha
0 | kW/ha
0 | kW/ha
0 | kW/ha
0 | kW/ha
0 | kW/ha
0 | kW/ha
0 | kW/ha
0 | kW/ha
1 | kW/ha
2615 | kW/ha
5425 | kW/ha
7879 | kW/ha
9729 | kW/ha
10903 | kW/ha
11324 | kW/ha
11001 | kW/ha
9927 | kW/ha
8183 | kW/ha
5844 | kW/ha
3121 | kW/ha
23 | kW/ha
0 | kW/ha
0 | kW/ha
0 | kW/ha
0 | kW/ha
0 | kW/ha
0 | kW/ha
0 | kW/ha
0 | kW/ha
0 | kW/ha
0 | kW/ha
0 | kW/ha
1 | kW/ha
2168 | kW/ha
4491 | kW/ha
6659 | kW/ha
8182 | kW/ha
9242 | kW/ha
9572 | kW/ha
9178 | kW/ha
8165 | kW/ha
6815 | kW/ha
4796 | kW/ha
2580 | kW/ha
36 | kW/ha
0 | kW/ha
0 | kW/ha
0 | kW/ha
0 | kW/ha
0 | kW/ha
0 | kW/ha
0 | kW/ha
0 | kW/ha
0 | kW/ha
0 | kW/ha
0 | kW/ha
1 | kW/ha
2334 | kW/ha
4845 | kW/ha
6975 | kW/ha
8626 | kW/ha
9620 | kW/ha
9984 | kW/ha
9700 | kW/ha
8904 | kW/ha
7419 | kW/ha
5477 | kW/ha
3084 | kW/ha
36 | kW/ha
0 | kW/ha
0 | kW/ha
0 | kW/ha
0 | kW/ha
0 | kW/ha
0 | kW/ha
0 | kW/ha
0 | kW/ha
0 | kW/ha
0 | kW/ha
0 | kW/ha
1 | kW/ha
539 | kW/ha
972 | kW/ha
1285 | kW/ha
2683 | kW/ha
2889 | kW/ha
3897 | kW/ha
3637 | kW/ha
1381 | kW/ha
2995 | kW/ha
1571 | kW/ha
851 | kW/ha
48 | kW/ha
0 | kW/ha
0 | kW/ha
0 | kW/ha
0 | kW/ha
0 | kW/ha
0 | kW/ha
0 | kW/ha
0 | kW/ha
0 | kW/ha
0 | kW/ha
0 | kW/ha
1 | kW/ha
2283 | kW/ha
4810 | kW/ha
6984 | kW/ha
8621 | kW/ha
9677 | kW/ha
10129 | kW/ha
9864 | kW/ha
9041 | kW/ha
7471 | kW/ha
5409 | kW/ha
2993 | kW/ha
48 | kW/ha
0 | kW/ha
0 | kW/ha
0 | kW/ha
0 | kW/ha
0 | kW/ha
0 | kW/ha
0 | kW/ha
0 | kW/ha
0 | kW/ha
0 | kW/ha
0 | kW/ha
3 | kW/ha
241 | kW/ha
963 | kW/ha
5207 | kW/ha
6458 | kW/ha
5227 | kW/ha
4923 | kW/ha
5292 | kW/ha
7132 | kW/ha
3409 | kW/ha
2659 | kW/ha
2478 | kW/ha
82 | kW/ha
0 | kW/ha
0 | kW/ha
0 | kW/ha
0 | kW/ha
0 | kW/ha
0 | kW/ha
0 | kW/ha
0 | kW/ha
0 | kW/ha
0 | kW/ha
0 | kW/ha
1 | kW/ha
1326 | kW/ha
2881 | kW/ha
4272 | kW/ha
5510 | kW/ha
6227 | kW/ha
6522 | kW/ha
6470 | kW/ha
5429 | kW/ha
4448 | kW/ha
3105 | kW/ha
1462 | kW/ha
33 | kW/ha
0 | kW/ha
0 | kW/ha
0 | kW/ha
0 | kW/ha
0 | kW/ha
0 | kW/ha
0 | kW/ha
0 | kW/ha
0 | kW/ha
0 | kW/ha
0 | kW/ha
1 | kW/ha
2197 | kW/ha
4602 | kW/ha
6641 | kW/ha
8322 | kW/ha
9358 | kW/ha
9776 | kW/ha
9561 | kW/ha
8746 | kW/ha
7310 | kW/ha
5392 | kW/ha
3010 | kW/ha
54 | kW/ha
0 | kW/ha
0 | kW/ha
0 | kW/ha
0 | kW/ha
0 | kW/ha
0 | kW/ha
0 | kW/ha
0 | kW/ha
0 | kW/ha
0 | kW/ha
0 | kW/ha
1 | kW/ha
2152 | kW/ha
4541 | kW/ha
6556 | kW/ha
8044 | kW/ha
9134 | kW/ha
9585 | kW/ha
9425 | kW/ha
8726 | kW/ha
7312 | kW/ha
5312 | kW/ha
3022 | kW/ha
57 | kW/ha
0 | kW/ha
0 | kW/ha
0 | kW/ha
0 | kW/ha
0 | kW/ha
0 | kW/ha
0 | kW/ha
0 | kW/ha
0 | kW/ha
0 | kW/ha
0 | kW/ha
1 | kW/ha
2096 | kW/ha
4434 | kW/ha
6437 | kW/ha
7857 | kW/ha
8827 | kW/ha
9455 | kW/ha
9209 | kW/ha
8471 | kW/ha
7156 | kW/ha
5291 | kW/ha
3010 | kW/ha
70 | kW/ha
0 | kW/ha
0 | kW/ha
0 | kW/ha
0 | kW/ha
0 | kW/ha
0 | kW/ha
0 | kW/ha
0 | kW/ha
0 | kW/ha
0 | kW/ha
0 | kW/ha
1 | kW/ha
2546 | kW/ha
5268 | kW/ha
7609 | kW/ha
9405 | kW/ha
10567 | kW/ha
11058 | kW/ha
10818 | kW/ha
9873 | kW/ha
8289 | kW/ha
6119 | kW/ha
3514 | kW/ha
44 | kW/ha
0 | kW/ha
0 | kW/ha
0 | kW/ha
0 | kW/ha
0 | kW/ha
0 | kW/ha
0 | kW/ha
0 | kW/ha
0 | kW/ha
0 | kW/ha
0 | kW/ha
1 | kW/ha
2440 | kW/ha
5069 | kW/ha
7355 | kW/ha
9118 | kW/ha
10215 | kW/ha
10677 | kW/ha
10436 | kW/ha
9523 | kW/ha
8005 | kW/ha
5888 | kW/ha
3337 | kW/ha
48 | kW/ha
0 | kW/ha
0 | kW/ha
0 | kW/ha
0 | kW/ha
0 | kW/ha
0 | kW/ha
0 | kW/ha
0 | kW/ha
0 | kW/ha
0 | kW/ha
0 | kW/ha
1 | kW/ha
364 | kW/ha
297 | kW/ha
1779 | kW/ha
4432 | kW/ha
5989 | kW/ha
8825 | kW/ha
7198 | kW/ha
7495 | kW/ha
6405 | kW/ha
5490 | kW/ha
3219 | kW/ha
123 | kW/ha
0 | kW/ha
0 | kW/ha
0 | kW/ha
0 | kW/ha
0 | kW/ha
0 | kW/ha
0 | kW/ha
0 | kW/ha
0 | kW/ha
0 | kW/ha
0 | kW/ha
1 | kW/ha
2225 | kW/ha
4768 | kW/ha
6964 | kW/ha
8686 | kW/ha
9830 | kW/ha
10303 | kW/ha
10151 | kW/ha
9330 | kW/ha
7860 | kW/ha
5790 | kW/ha
3304 | kW/ha
75 | kW/ha
0 | kW/ha
0 | kW/ha
0 | kW/ha
0 | kW/ha
0 | kW/ha
0 | kW/ha
0 | kW/ha
0 | kW/ha
0 | kW/ha
0 | kW/ha
0 | kW/ha
1 | kW/ha
2385 | kW/ha
5002 | kW/ha
7268 | kW/ha
9044 | kW/ha
10157 | kW/ha
10631 | kW/ha
10435 | kW/ha
9555 | kW/ha
8029 | kW/ha
5928 | kW/ha
3393 | kW/ha
71 | kW/ha
0 | kW/ha
0 | kW/ha
0 | kW/ha
0 | kW/ha
0 | kW/ha
0 | kW/ha
0 | kW/ha
0 | kW/ha
0 | kW/ha
0 | kW/ha
0 | kW/ha
1 | kW/ha
2361 | kW/ha
4993 | kW/ha
7305 | kW/ha
9069 | kW/ha
10220 | kW/ha
10719 | kW/ha
10499 | kW/ha
9568 | kW/ha
8019 | kW/ha
5880 | kW/ha
3333 | kW/ha
64 | kW/ha
0 | kW/ha
0 | kW/ha
0 | kW/ha
0 | kW/ha
0 | kW/ha
0 | kW/ha
0 | kW/ha
0 | kW/ha
0 | kW/ha
0 | kW/ha
0 | kW/ha
1 | kW/ha
2603 | kW/ha
5726 | kW/ha
8177 | kW/ha
10402 | kW/ha
7113 | kW/ha
7140 | kW/ha
6956 | kW/ha
6558 | kW/ha
5355 | kW/ha
3304 | kW/ha
1645 | kW/ha
61 | kW/ha
0 | kW/ha
0 | kW/ha
0 | kW/ha
0 | kW/ha
0 | kW/ha
0 | kW/ha
0 | kW/ha
0 | kW/ha
0 | kW/ha
0 | kW/ha
0 | kW/ha
0 | kW/ha
1260 | kW/ha
2976 | kW/ha
4304 | kW/ha
5274 | kW/ha
5958 | kW/ha
6212 | kW/ha
5915 | kW/ha
6054 | kW/ha
3693 | kW/ha
2552 | kW/ha
1309 | kW/ha
39 | kW/ha
0 | kW/ha
0 | kW/ha
0 | kW/ha
0 | kW/ha
0 | kW/ha
0 | kW/ha
0 | kW/ha
0 | kW/ha
0 | kW/ha
0 | kW/ha
0 | kW/ha
0 | kW/ha
2362 | kW/ha
4839 | kW/ha
6942 | kW/ha
8561 | kW/ha
9577 | kW/ha
9984 | kW/ha
9750 | kW/ha
8933 | kW/ha
7552 | kW/ha
5663 | kW/ha
3333 | kW/ha
69 | kW/ha
0 | kW/ha
0 | kW/ha
0 | kW/ha
0 | kW/ha
0 | kW/ha
0 | kW/ha
0 | kW/ha
0 | kW/ha
0 | kW/ha
0 | kW/ha
0 | kW/ha
0 | kW/ha
1657 | kW/ha
3347 | kW/ha
4610 | kW/ha
6363 | kW/ha
6737 | kW/ha
7442 | kW/ha
7311 | kW/ha
6000 | kW/ha
5175 | kW/ha
3169 | kW/ha
1767 | kW/ha
37 | kW/ha
0 | kW/ha
0 | kW/ha
0 | kW/ha
0 | kW/ha
0 | kW/ha
0 | kW/ha
0 | kW/ha
0 | kW/ha
0 | kW/ha
0 | kW/ha
0 | kW/ha
0 | kW/ha
2589 | kW/ha
5500 | kW/ha
7921 | kW/ha
9847 | kW/ha
11141 | kW/ha
11799 | kW/ha
11719 | kW/ha
10976 | kW/ha
9491 | kW/ha
7070 | kW/ha
4095 | kW/ha
186 | kW/ha
0 | kW/ha
0 | kW/ha
0 | kW/ha
0 | kW/ha
0 | kW/ha
0 | kW/ha
0 | kW/ha
0 | kW/ha
0 | kW/ha
0 | kW/ha
0 | kW/ha
0 | kW/ha
1927 | kW/ha
4164 | kW/ha
6105 | kW/ha
7515 | kW/ha
8487 | kW/ha
9222 | kW/ha
9126 | kW/ha
8462 | kW/ha
7126 | kW/ha
5106 | kW/ha
2979 | kW/ha
82 | kW/ha
0 | kW/ha
0 | kW/ha
0 | kW/ha
0 | kW/ha
0 | kW/ha
0 | kW/ha
0 | kW/ha
0 | kW/ha
0 | kW/ha
0 | kW/ha
0 | kW/ha
0 | kW/ha
2439 | kW/ha
5098 | kW/ha
7398 | kW/ha
9169 | kW/ha
10302 | kW/ha
10775 | kW/ha
10545 | kW/ha
9617 | kW/ha
8080 | kW/ha
6015 | kW/ha
3502 | kW/ha
68 | kW/ha
0 | kW/ha
0 | kW/ha
0 | kW/ha
0 | kW/ha
0 | kW/ha
0 | kW/ha
0 | kW/ha
0 | kW/ha
0 | kW/ha
0 | kW/ha
0 | kW/ha
0 | kW/ha
2438 | kW/ha
5176 | kW/ha
7575 | kW/ha
9434 | kW/ha
10623 | kW/ha
11105 | kW/ha
10895 | kW/ha
9940 | kW/ha
8361 | kW/ha
6199 | kW/ha
3561 | kW/ha
75 | kW/ha
0 | kW/ha
0 | kW/ha
0 | kW/ha
0 | kW/ha
0 | kW/ha
0 | kW/ha
0 | kW/ha
0 | kW/ha
0 | kW/ha
0 | kW/ha
0 | kW/ha
0 | kW/ha
2369 | kW/ha
5029 | kW/ha
7368 | kW/ha
9178 | kW/ha
10348 | kW/ha
10838 | kW/ha
10620 | kW/ha
9735 | kW/ha
8207 | kW/ha
6065 | kW/ha
3500 | kW/ha
80 | kW/ha
0 | kW/ha
0 | kW/ha
0 | kW/ha
0 | kW/ha
0 | kW/ha
0 | kW/ha
0 | kW/ha
0 | kW/ha
0 | kW/ha
0 | kW/ha
0 | kW/ha
0 | kW/ha
2441 | kW/ha
5154 | kW/ha
7483 | kW/ha
9274 | kW/ha
10448 | kW/ha
10935 | kW/ha
10696 | kW/ha
9765 | kW/ha
8220 | kW/ha
6104 | kW/ha
3537 | kW/ha
70 | kW/ha
0 | kW/ha
0 | kW/ha
0 | kW/ha
0 | kW/ha
0 | kW/ha
0 | kW/ha
0 | kW/ha
0 | kW/ha
0 | kW/ha
0 | kW/ha
0 | kW/ha
0 | kW/ha
2335 | kW/ha
4249 | kW/ha
5185 | kW/ha
7487 | kW/ha
10244 | kW/ha
11593 | kW/ha
11764 | kW/ha
10735 | kW/ha
7650 | kW/ha
5783 | kW/ha
3519 | kW/ha
145 | kW/ha
0 | kW/ha
0 | kW/ha
0 | kW/ha
0 | kW/ha
0 | kW/ha
0 | kW/ha
0 | kW/ha
0 | kW/ha
0 | kW/ha
0 | kW/ha
0 | kW/ha
0 | kW/ha
2414 | kW/ha
5227 | kW/ha
7733 | kW/ha
9654 | kW/ha
10880 | kW/ha
11400 | kW/ha
11197 | kW/ha
10238 | kW/ha
8593 | kW/ha
6350 | kW/ha
3636 | kW/ha
68 | kW/ha
0 | kW/ha
0 | kW/ha
0 | kW/ha
0 | kW/ha
0 | kW/ha
0 | kW/ha
0 | kW/ha
0 | kW/ha
0 | kW/ha
0 | kW/ha
0 | kW/ha
0 | kW/ha
1883 | kW/ha
4160 | kW/ha
6192 | kW/ha
7863 | kW/ha
8881 | kW/ha
9335 | kW/ha
9250 | kW/ha
8306 | kW/ha
6951 | kW/ha
5220 | kW/ha
3080 | kW/ha
95 | kW/ha
0 | kW/ha
0 | kW/ha
0 | kW/ha
0 | kW/ha
0 | kW/ha
0 | kW/ha
0 | kW/ha
0 | kW/ha
0 | kW/ha
0 | kW/ha
0 | kW/ha
0 | kW/ha
2347 | kW/ha
5087 | kW/ha
7528 | kW/ha
9343 | kW/ha
10555 | kW/ha
11042 | kW/ha
10775 | kW/ha
9855 | kW/ha
8246 | kW/ha
6031 | kW/ha
3394 | kW/ha
68 | kW/ha
0 | kW/ha
0 | kW/ha
0 | kW/ha
0 | kW/ha
0 | kW/ha
0 | kW/ha
0 | kW/ha
0 | kW/ha
0 | kW/ha
0 | kW/ha
0 | kW/ha
0 | kW/ha
2153 | kW/ha
4735 | kW/ha
6986 | kW/ha
8677 | kW/ha
9813 | kW/ha
10270 | kW/ha
10061 | kW/ha
9187 | kW/ha
7703 | kW/ha
5685 | kW/ha
3269 | kW/ha
83 | kW/ha
0 | kW/ha
0 | kW/ha
0 | kW/ha
0 | kW/ha
0 | kW/ha
0 | kW/ha
0 | kW/ha
0 | kW/ha
0 | kW/ha
0 | kW/ha
0 | kW/ha
0 | kW/ha
2214 | kW/ha
4952 | kW/ha
7458 | kW/ha
9368 | kW/ha
10635 | kW/ha
11194 | kW/ha
10996 | kW/ha
10054 | kW/ha
8436 | kW/ha
6194 | kW/ha
3473 | kW/ha
94 | kW/ha
0 | kW/ha
0 | kW/ha
0 | kW/ha
0 | kW/ha
0 | kW/ha
0 | kW/ha
0 | kW/ha
0 | kW/ha
0 | kW/ha
0 | kW/ha
0 | kW/ha
0 | kW/ha
2263 | kW/ha
4931 | kW/ha
7290 | kW/ha
9127 | kW/ha
10333 | kW/ha
10815 | kW/ha
10605 | kW/ha
9680 | kW/ha
8077 | kW/ha
5908 | kW/ha
3352 | kW/ha
80 | kW/ha
0 | kW/ha
0 | kW/ha
0 | kW/ha
0 | kW/ha
0 | kW/ha
0 | kW/ha
0 | kW/ha
0 | kW/ha
0 | kW/ha
0 | kW/ha
0 | kW/ha
0 | kW/ha
2287 | kW/ha
4902 | kW/ha
7209 | kW/ha
8961 | kW/ha
10128 | kW/ha
10661 | kW/ha
10470 | kW/ha
9602 | kW/ha
8118 | kW/ha
6045 | kW/ha
3500 | kW/ha
80 | kW/ha
0 | kW/ha
0 | kW/ha
0 | kW/ha
0 | kW/ha
0 | kW/ha
0 | kW/ha
0 | kW/ha
0 | kW/ha
0 | kW/ha
0 | kW/ha
0 | kW/ha
0 | kW/ha
2524 | kW/ha
5550 | kW/ha
8077 | kW/ha
10035 | kW/ha
11342 | kW/ha
11904 | kW/ha
11673 | kW/ha
10735 | kW/ha
9055 | kW/ha
6750 | kW/ha
3935 | kW/ha
74 | kW/ha
0 | kW/ha
0 | kW/ha
0 | kW/ha
0 | kW/ha
0 | kW/ha
0 | kW/ha
0 | kW/ha
0 | kW/ha
0 | kW/ha
0 | kW/ha
0 | kW/ha
0 | kW/ha
2497 | kW/ha
5507 | kW/ha
8021 | kW/ha
9993 | kW/ha
11269 | kW/ha
11785 | kW/ha
11519 | kW/ha
10476 | kW/ha
8732 | kW/ha
6394 | kW/ha
3601 | kW/ha
52 | kW/ha
0 | kW/ha
0 | kW/ha
0 | kW/ha
0 | kW/ha
0 | kW/ha
0 | kW/ha
0 | kW/ha
0 | kW/ha
0 | kW/ha
0 | kW/ha
0 | kW/ha
0 | kW/ha
2111 | kW/ha
4639 | kW/ha
6858 | kW/ha
8527 | kW/ha
9619 | kW/ha
10056 | kW/ha
9931 | kW/ha
9095 | kW/ha
7691 | kW/ha
5749 | kW/ha
3371 | kW/ha
89 | kW/ha
0 | kW/ha
0 | kW/ha
0 | kW/ha
0 | kW/ha
0 | kW/ha
0 | kW/ha
0 | kW/ha
0 | kW/ha
0 | kW/ha
0 | kW/ha
0 | kW/ha
0 | kW/ha
804 | kW/ha
1137 | kW/ha
4115 | kW/ha
5578 | kW/ha
7548 | kW/ha
9168 | kW/ha
6390 | kW/ha
5998 | kW/ha
5731 | kW/ha
4178 | kW/ha
1284 | kW/ha
80 | kW/ha
0 | kW/ha
0 | kW/ha
0 | kW/ha
0 | kW/ha
0 | kW/ha
0 | kW/ha
0 | kW/ha
0 | kW/ha
0 | kW/ha
0 | kW/ha
0 | kW/ha
0 | kW/ha
1570 | kW/ha
4182 | kW/ha
6330 | kW/ha
6745 | kW/ha
7226 | kW/ha
8840 | kW/ha
7613 | kW/ha
6655 | kW/ha
5039 | kW/ha
3161 | kW/ha
1552 | kW/ha
35 | kW/ha
0 | kW/ha
0 | kW/ha
0 | kW/ha
0 | kW/ha
0 | kW/ha
0 | kW/ha
0 | kW/ha
0 | kW/ha
0 | kW/ha
0 | kW/ha
0 | kW/ha
0 | kW/ha
292 | kW/ha
316 | kW/ha
1795 | kW/ha
2215 | kW/ha
5195 | kW/ha
6169 | kW/ha
5968 | kW/ha
9646 | kW/ha
8516 | kW/ha
6907 | kW/ha
3768 | kW/ha
268 | kW/ha
0 | kW/ha
0 | kW/ha
0 | kW/ha
0 | kW/ha
0 | kW/ha
0 | kW/ha
0 | kW/ha
0 | kW/ha
0 | kW/ha
0 | kW/ha
0 | kW/ha
1 | kW/ha
1605 | kW/ha
3938 | kW/ha
6043 | kW/ha
7748 | kW/ha
8599 | kW/ha
8885 | kW/ha
8668 | kW/ha
8012 | kW/ha
6730 | kW/ha
5323 | kW/ha
3038 | kW/ha
110 | kW/ha
0 | kW/ha
0 | kW/ha
0 | kW/ha
0 | kW/ha
0 | kW/ha
0 | kW/ha
0 | kW/ha
0 | kW/ha
0 | kW/ha
0 | kW/ha
0 | kW/ha
3 | kW/ha
2455 | kW/ha
5172 | kW/ha
5916 | kW/ha
4868 | kW/ha
4444 | kW/ha
6580 | kW/ha
6725 | kW/ha
5196 | kW/ha
3441 | kW/ha
5155 | kW/ha
3197 | kW/ha
228 | kW/ha
0 | kW/ha
0 | kW/ha
0 | kW/ha
0 | kW/ha
0 | kW/ha
0 | kW/ha
0 | kW/ha
0 | kW/ha
0 | kW/ha
0 | kW/ha
0 | kW/ha
1 | kW/ha
2325 | kW/ha
5343 | kW/ha
7716 | kW/ha
9698 | kW/ha
5391 | kW/ha
5995 | kW/ha
5808 | kW/ha
5479 | kW/ha
4345 | kW/ha
3061 | kW/ha
1690 | kW/ha
94 | kW/ha
0 | kW/ha
0 | kW/ha
0 | kW/ha
0 | kW/ha
0 | kW/ha
0 | kW/ha
0 | kW/ha
0 | kW/ha
0 | kW/ha
0 | kW/ha
0 | kW/ha
3 | kW/ha
2335 | kW/ha
4572 | kW/ha
7929 | kW/ha
7171 | kW/ha
3216 | kW/ha
3398 | kW/ha
3402 | kW/ha
3799 | kW/ha
3174 | kW/ha
1444 | kW/ha
1136 | kW/ha
97 | kW/ha
0 | kW/ha
0 | kW/ha
0 | kW/ha
0 | kW/ha
0 | kW/ha
0 | kW/ha
0 | kW/ha
0 | kW/ha
0 | kW/ha
0 | kW/ha
0 | kW/ha
1 | kW/ha
2366 | kW/ha
5360 | kW/ha
7918 | kW/ha
9904 | kW/ha
11197 | kW/ha
11690 | kW/ha
11406 | kW/ha
10335 | kW/ha
8561 | kW/ha
6198 | kW/ha
3412 | kW/ha
42 | kW/ha
0 | kW/ha
0 | kW/ha
0 | kW/ha
0 | kW/ha
0 | kW/ha
0 | kW/ha
0 | kW/ha
0 | kW/ha
0 | kW/ha
0 | kW/ha
0 | kW/ha
1 | kW/ha
1910 | kW/ha
4393 | kW/ha
6565 | kW/ha
8257 | kW/ha
9418 | kW/ha
9943 | kW/ha
9750 | kW/ha
8918 | kW/ha
7467 | kW/ha
5448 | kW/ha
3104 | kW/ha
74 | kW/ha
0 | kW/ha
0 | kW/ha
0 | kW/ha
0 | kW/ha
0 | kW/ha
0 | kW/ha
0 | kW/ha
0 | kW/ha
0 | kW/ha
0 | kW/ha
0 | kW/ha
1 | kW/ha
2186 | kW/ha
4805 | kW/ha
7114 | kW/ha
8905 | kW/ha
10070 | kW/ha
10539 | kW/ha
10337 | kW/ha
9445 | kW/ha
7940 | kW/ha
5873 | kW/ha
3362 | kW/ha
67 | kW/ha
0 | kW/ha
0 | kW/ha
0 | kW/ha
0 | kW/ha
0 | kW/ha
0 | kW/ha
0 | kW/ha
0 | kW/ha
0 | kW/ha
0 | kW/ha
0 | kW/ha
1 | kW/ha
2069 | kW/ha
4680 | kW/ha
6988 | kW/ha
8788 | kW/ha
9942 | kW/ha
10429 | kW/ha
10261 | kW/ha
9386 | kW/ha
7916 | kW/ha
5888 | kW/ha
3381 | kW/ha
91 | kW/ha
0 | kW/ha
0 | kW/ha
0 | kW/ha
0 | kW/ha
0 | kW/ha
0 | kW/ha
0 | kW/ha
0 | kW/ha
0 | kW/ha
0 | kW/ha
0 | kW/ha
1 | kW/ha
2185 | kW/ha
4882 | kW/ha
7282 | kW/ha
9132 | kW/ha
10313 | kW/ha
10804 | kW/ha
10536 | kW/ha
9600 | kW/ha
7998 | kW/ha
5815 | kW/ha
3211 | kW/ha
54 | kW/ha
0 | kW/ha
0 | kW/ha
0 | kW/ha
0 | kW/ha
0 | kW/ha
0 | kW/ha
0 | kW/ha
0 | kW/ha
0 | kW/ha
0 | kW/ha
0 | kW/ha
1 | kW/ha
1818 | kW/ha
4176 | kW/ha
6255 | kW/ha
7976 | kW/ha
9138 | kW/ha
9776 | kW/ha
9507 | kW/ha
8690 | kW/ha
7282 | kW/ha
5391 | kW/ha
3093 | kW/ha
95 | kW/ha
0 | kW/ha
0 | kW/ha
0 | kW/ha
0 | kW/ha
0 | kW/ha
0 | kW/ha
0 | kW/ha
0 | kW/ha
0 | kW/ha
0 | kW/ha
0 | kW/ha
1 | kW/ha
1906 | kW/ha
4410 | kW/ha
6672 | kW/ha
8442 | kW/ha
9626 | kW/ha
10144 | kW/ha
9981 | kW/ha
9111 | kW/ha
7637 | kW/ha
5544 | kW/ha
3105 | kW/ha
76 | kW/ha
0 | kW/ha
0 | kW/ha
0 | kW/ha
0 | kW/ha
0 | kW/ha
0 | kW/ha
0 | kW/ha
0 | kW/ha
0 | kW/ha
0 | kW/ha
0 | kW/ha
1 | kW/ha
1945 | kW/ha
4367 | kW/ha
6569 | kW/ha
8322 | kW/ha
9393 | kW/ha
9885 | kW/ha
9687 | kW/ha
8831 | kW/ha
7408 | kW/ha
5426 | kW/ha
3091 | kW/ha
89 | kW/ha
0 | kW/ha
0 | kW/ha
0 | kW/ha
0 | kW/ha
0 | kW/ha
0 | kW/ha
0 | kW/ha
0 | kW/ha
0 | kW/ha
0 | kW/ha
0 | kW/ha
1 | kW/ha
2362 | kW/ha
5096 | kW/ha
7739 | kW/ha
10432 | kW/ha
7487 | kW/ha
7001 | kW/ha
7075 | kW/ha
6100 | kW/ha
4440 | kW/ha
3224 | kW/ha
1631 | kW/ha
61 | kW/ha
0 | kW/ha
0 | kW/ha
0 | kW/ha
0 | kW/ha
0 | kW/ha
0 | kW/ha
0 | kW/ha
0 | kW/ha
0 | kW/ha
0 | kW/ha
0 | kW/ha
1 | kW/ha
1631 | kW/ha
3923 | kW/ha
5905 | kW/ha
7322 | kW/ha
8674 | kW/ha
9208 | kW/ha
8813 | kW/ha
7842 | kW/ha
5977 | kW/ha
4151 | kW/ha
1928 | kW/ha
34 | kW/ha
0 | kW/ha
0 | kW/ha
0 | kW/ha
0 | kW/ha
0 | kW/ha
0 | kW/ha
0 | kW/ha
0 | kW/ha
0 | kW/ha
0 | kW/ha
0 | kW/ha
1 | kW/ha
1909 | kW/ha
3089 | kW/ha
7567 | kW/ha
10048 | kW/ha
7931 | kW/ha
3924 | kW/ha
2519 | kW/ha
4437 | kW/ha
3350 | kW/ha
1523 | kW/ha
1994 | kW/ha
36 | kW/ha
0 | kW/ha
0 | kW/ha
0 | kW/ha
0 | kW/ha
0 | kW/ha
0 | kW/ha
0 | kW/ha
0 | kW/ha
0 | kW/ha
0 | kW/ha
0 | kW/ha
1 | kW/ha
1637 | kW/ha
346 | kW/ha
3369 | kW/ha
6309 | kW/ha
9713 | kW/ha
6410 | kW/ha
2198 | kW/ha
1994 | kW/ha
992 | kW/ha
1497 | kW/ha
181 | kW/ha
50 | kW/ha
0 | kW/ha
0 | kW/ha
0 | kW/ha
0 | kW/ha
0 | kW/ha
0 | kW/ha
0 | kW/ha
0 | kW/ha
0 | kW/ha
0 | kW/ha
0 | kW/ha
2 | kW/ha
612 | kW/ha
1753 | kW/ha
2945 | kW/ha
3697 | kW/ha
4406 | kW/ha
4900 | kW/ha
4551 | kW/ha
4265 | kW/ha
2859 | kW/ha
1983 | kW/ha
918 | kW/ha
29 | kW/ha
0 | kW/ha
0 | kW/ha
0 | kW/ha
0 | kW/ha
0 | kW/ha
0 | kW/ha
0 | kW/ha
0 | kW/ha
0 | kW/ha
0 | kW/ha
0 | kW/ha
1 | kW/ha
1813 | kW/ha
4207 | kW/ha
6419 | kW/ha
8119 | kW/ha
9279 | kW/ha
9832 | kW/ha
9600 | kW/ha
8680 | kW/ha
7264 | kW/ha
5303 | kW/ha
2944 | kW/ha
84 | kW/ha
0 | kW/ha
0 | kW/ha
0 | kW/ha
0 | kW/ha
0 | kW/ha
0 | kW/ha
0 | kW/ha
0 | kW/ha
0 | kW/ha
0 | kW/ha
0 | kW/ha
1 | kW/ha
1949 | kW/ha
4435 | kW/ha
6650 | kW/ha
8378 | kW/ha
9450 | kW/ha
9965 | kW/ha
9761 | kW/ha
8935 | kW/ha
7382 | kW/ha
5328 | kW/ha
2907 | kW/ha
64 | kW/ha
0 | kW/ha
0 | kW/ha
0 | kW/ha
0 | kW/ha
0 | kW/ha
0 | kW/ha
0 | kW/ha
0 | kW/ha
0 | kW/ha
0 | kW/ha
0 | kW/ha
2 | kW/ha
2175 | kW/ha
4913 | kW/ha
7364 | kW/ha
9276 | kW/ha
10524 | kW/ha
11000 | kW/ha
10751 | kW/ha
9788 | kW/ha
8169 | kW/ha
5908 | kW/ha
3230 | kW/ha
65 | kW/ha
0 | kW/ha
0 | kW/ha
0 | kW/ha
0 | kW/ha
0 | kW/ha
0 | kW/ha
0 | kW/ha
0 | kW/ha
0 | kW/ha
0 | kW/ha
0 | kW/ha
2 | kW/ha
2214 | kW/ha
4965 | kW/ha
7448 | kW/ha
9352 | kW/ha
10586 | kW/ha
11055 | kW/ha
10792 | kW/ha
9778 | kW/ha
8118 | kW/ha
5837 | kW/ha
3165 | kW/ha
65 | kW/ha
0 | kW/ha
0 | kW/ha
0 | kW/ha
0 | kW/ha
0 | kW/ha
0 | kW/ha
0 | kW/ha
0 | kW/ha
0 | kW/ha
0 | kW/ha
0 | kW/ha
3 | kW/ha
2335 | kW/ha
5159 | kW/ha
7660 | kW/ha
9581 | kW/ha
10835 | kW/ha
11323 | kW/ha
11060 | kW/ha
10047 | kW/ha
8363 | kW/ha
6071 | kW/ha
3366 | kW/ha
60 | kW/ha
0 | kW/ha
0 | kW/ha
0 | kW/ha
0 | kW/ha
0 | kW/ha
0 | kW/ha
0 | kW/ha
0 | kW/ha
0 | kW/ha
0 | kW/ha
0 | kW/ha
3 | kW/ha
2289 | kW/ha
5124 | kW/ha
7662 | kW/ha
9625 | kW/ha
10885 | kW/ha
11379 | kW/ha
11099 | kW/ha
10076 | kW/ha
8312 | kW/ha
5943 | kW/ha
3183 | kW/ha
57 | kW/ha
0 | kW/ha
0 | kW/ha
0 | kW/ha
0 | kW/ha
0 | kW/ha
0 | kW/ha
0 | kW/ha
0 | kW/ha
0 | kW/ha
0 | kW/ha
0 | kW/ha
3 | kW/ha
2319 | kW/ha
5161 | kW/ha
7690 | kW/ha
9634 | kW/ha
10848 | kW/ha
11316 | kW/ha
10965 | kW/ha
9852 | kW/ha
8056 | kW/ha
5710 | kW/ha
3015 | kW/ha
36 | kW/ha
0 | kW/ha
0 | kW/ha
0 | kW/ha
0 | kW/ha
0 | kW/ha
0 | kW/ha
0 | kW/ha
0 | kW/ha
0 | kW/ha
0 | kW/ha
0 | kW/ha
3 | kW/ha
1875 | kW/ha
4298 | kW/ha
6495 | kW/ha
8139 | kW/ha
9230 | kW/ha
9618 | kW/ha
9375 | kW/ha
8374 | kW/ha
6993 | kW/ha
4971 | kW/ha
2589 | kW/ha
56 | kW/ha
0 | kW/ha
0 | kW/ha
0 | kW/ha
0 | kW/ha
0 | kW/ha
0 | kW/ha
0 | kW/ha
0 | kW/ha
0 | kW/ha
0 | kW/ha
0 | kW/ha
3 | kW/ha
1796 | kW/ha
4203 | kW/ha
6378 | kW/ha
8115 | kW/ha
9275 | kW/ha
9784 | kW/ha
9668 | kW/ha
8755 | kW/ha
7250 | kW/ha
5177 | kW/ha
2816 | kW/ha
76 | kW/ha
0 | kW/ha
0 | kW/ha
0 | kW/ha
0 | kW/ha
0 | kW/ha
0 | kW/ha
0 | kW/ha
0 | kW/ha
0 | kW/ha
0 | kW/ha
0 | kW/ha
4 | kW/ha
1709 | kW/ha
4030 | kW/ha
6187 | kW/ha
7594 | kW/ha
8527 | kW/ha
9255 | kW/ha
8991 | kW/ha
8207 | kW/ha
6722 | kW/ha
4864 | kW/ha
2564 | kW/ha
64 | kW/ha
0 | kW/ha
0 | kW/ha
0 | kW/ha
0 | kW/ha
0 | kW/ha
0 | kW/ha
0 | kW/ha
0 | kW/ha
0 | kW/ha
0 | kW/ha
0 | kW/ha
6 | kW/ha
1662 | kW/ha
3881 | kW/ha
6297 | kW/ha
7373 | kW/ha
8032 | kW/ha
8514 | kW/ha
8506 | kW/ha
7154 | kW/ha
5661 | kW/ha
3624 | kW/ha
1698 | kW/ha
61 | kW/ha
0 | kW/ha
0 | kW/ha
0 | kW/ha
0 | kW/ha
0 | kW/ha
0 | kW/ha
0 | kW/ha
0 | kW/ha
0 | kW/ha
0 | kW/ha
0 | kW/ha
5 | kW/ha
1218 | kW/ha
2695 | kW/ha
4140 | kW/ha
5170 | kW/ha
5352 | kW/ha
5930 | kW/ha
5326 | kW/ha
4953 | kW/ha
4443 | kW/ha
2517 | kW/ha
1286 | kW/ha
33 | kW/ha
0 | kW/ha
0 | kW/ha
0 | kW/ha
0 | kW/ha
0 | kW/ha
0 | kW/ha
0 | kW/ha
0 | kW/ha
0 | kW/ha
0 | kW/ha
0 | kW/ha
5 | kW/ha
2007 | kW/ha
4460 | kW/ha
6675 | kW/ha
8432 | kW/ha
9550 | kW/ha
9996 | kW/ha
9813 | kW/ha
8878 | kW/ha
7309 | kW/ha
5228 | kW/ha
2795 | kW/ha
65 | kW/ha
0 | kW/ha
0 | kW/ha
0 | kW/ha
0 | kW/ha
0 | kW/ha
0 | kW/ha
0 | kW/ha
0 | kW/ha
0 | kW/ha
0 | kW/ha
0 | kW/ha
5 | kW/ha
1812 | kW/ha
3940 | kW/ha
6051 | kW/ha
7406 | kW/ha
8793 | kW/ha
9333 | kW/ha
8955 | kW/ha
7791 | kW/ha
6177 | kW/ha
4283 | kW/ha
2013 | kW/ha
41 | kW/ha
0 | kW/ha
0 | kW/ha
0 | kW/ha
0 | kW/ha
0 | kW/ha
0 | kW/ha
0 | kW/ha
0 | kW/ha
0 | kW/ha
0 | kW/ha
0 | kW/ha
8 | kW/ha
1982 | kW/ha
4301 | kW/ha
6176 | kW/ha
7633 | kW/ha
8506 | kW/ha
8567 | kW/ha
7786 | kW/ha
7036 | kW/ha
5238 | kW/ha
3942 | kW/ha
2186 | kW/ha
65 | kW/ha
0 | kW/ha
0 | kW/ha
0 | kW/ha
0 | kW/ha
0 | kW/ha
0 | kW/ha
0 | kW/ha
0 | kW/ha
0 | kW/ha
0 | kW/ha
0 | kW/ha
10 | kW/ha
2042 | kW/ha
4627 | kW/ha
6977 | kW/ha
8802 | kW/ha
9934 | kW/ha
10399 | kW/ha
10177 | kW/ha
9237 | kW/ha
7624 | kW/ha
5419 | kW/ha
2835 | kW/ha
65 | kW/ha
0 | kW/ha
0 | kW/ha
0 | kW/ha
0 | kW/ha
0 | kW/ha
0 | kW/ha
0 | kW/ha
0 | kW/ha
0 | kW/ha
0 | kW/ha
0 | kW/ha
10 | kW/ha
2269 | kW/ha
5047 | kW/ha
7523 | kW/ha
9410 | kW/ha
10604 | kW/ha
11051 | kW/ha
10741 | kW/ha
9700 | kW/ha
7942 | kW/ha
5590 | kW/ha
2887 | kW/ha
48 | kW/ha
0 | kW/ha
0 | kW/ha
0 | kW/ha
0 | kW/ha
0 | kW/ha
0 | kW/ha
0 | kW/ha
0 | kW/ha
0 | kW/ha
0 | kW/ha
0 | kW/ha
10 | kW/ha
2242 | kW/ha
5014 | kW/ha
7524 | kW/ha
9429 | kW/ha
10647 | kW/ha
11084 | kW/ha
10775 | kW/ha
9702 | kW/ha
7939 | kW/ha
5574 | kW/ha
2860 | kW/ha
49 | kW/ha
0 | kW/ha
0 | kW/ha
0 | kW/ha
0 | kW/ha
0 | kW/ha
0 | kW/ha
0 | kW/ha
0 | kW/ha
0 | kW/ha
0 | kW/ha
0 | kW/ha
11 | kW/ha
2168 | kW/ha
4660 | kW/ha
6870 | kW/ha
8576 | kW/ha
9677 | kW/ha
10125 | kW/ha
9836 | kW/ha
8943 | kW/ha
7386 | kW/ha
5315 | kW/ha
2859 | kW/ha
70 | kW/ha
0 | kW/ha
0 | kW/ha
0 | kW/ha
0 | kW/ha
0 | kW/ha
0 | kW/ha
0 | kW/ha
0 | kW/ha
0 | kW/ha
0 | kW/ha
0 | kW/ha
18 | kW/ha
2615 | kW/ha
5824 | kW/ha
8666 | kW/ha
10686 | kW/ha
7069 | kW/ha
6663 | kW/ha
6362 | kW/ha
4560 | kW/ha
3213 | kW/ha
2371 | kW/ha
1221 | kW/ha
39 | kW/ha
0 | kW/ha
0 | kW/ha
0 | kW/ha
0 | kW/ha
0 | kW/ha
0 | kW/ha
0 | kW/ha
0 | kW/ha
0 | kW/ha
0 | kW/ha
0 | kW/ha
10 | kW/ha
597 | kW/ha
372 | kW/ha
577 | kW/ha
739 | kW/ha
4871 | kW/ha
2056 | kW/ha
1269 | kW/ha
8963 | kW/ha
9143 | kW/ha
4576 | kW/ha
1703 | kW/ha
120 | kW/ha
0 | kW/ha
0 | kW/ha
0 | kW/ha
0 | kW/ha
0 | kW/ha
0 | kW/ha
0 | kW/ha
0 | kW/ha
0 | kW/ha
0 | kW/ha
0 | kW/ha
18 | kW/ha
1797 | kW/ha
3889 | kW/ha
5685 | kW/ha
7293 | kW/ha
8409 | kW/ha
8923 | kW/ha
8604 | kW/ha
7809 | kW/ha
6369 | kW/ha
4544 | kW/ha
2221 | kW/ha
60 | kW/ha
0 | kW/ha
0 | kW/ha
0 | kW/ha
0 | kW/ha
0 | kW/ha
0 | kW/ha
0 | kW/ha
0 | kW/ha
0 | kW/ha
0 | kW/ha
0 | kW/ha
15 | kW/ha
1614 | kW/ha
3724 | kW/ha
5668 | kW/ha
7343 | kW/ha
8448 | kW/ha
8816 | kW/ha
8786 | kW/ha
7747 | kW/ha
6324 | kW/ha
4282 | kW/ha
2159 | kW/ha
58 | kW/ha
0 | kW/ha
0 | kW/ha
0 | kW/ha
0 | kW/ha
0 | kW/ha
0 | kW/ha
0 | kW/ha
0 | kW/ha
0 | kW/ha
0 | kW/ha
0 | kW/ha
17 | kW/ha
2381 | kW/ha
5251 | kW/ha
7807 | kW/ha
9743 | kW/ha
10962 | kW/ha
11402 | kW/ha
11014 | kW/ha
9884 | kW/ha
7986 | kW/ha
5521 | kW/ha
2742 | kW/ha
40 | kW/ha
0 | kW/ha
0 | kW/ha
0 | kW/ha
0 | kW/ha
0 | kW/ha
0 | kW/ha
0 | kW/ha
0 | kW/ha
0 | kW/ha
0 | kW/ha
0 | kW/ha
15 | kW/ha
1194 | kW/ha
2508 | kW/ha
3662 | kW/ha
4392 | kW/ha
4997 | kW/ha
4930 | kW/ha
4706 | kW/ha
4586 | kW/ha
3924 | kW/ha
2252 | kW/ha
1006 | kW/ha
30 | kW/ha
0 | kW/ha
0 | kW/ha
0 | kW/ha
0 | kW/ha
0 | kW/ha
0 | kW/ha
0 | kW/ha
0 | kW/ha
0 | kW/ha
0 | kW/ha
0 | kW/ha
21 | kW/ha
2317 | kW/ha
5131 | kW/ha
7621 | kW/ha
9532 | kW/ha
10701 | kW/ha
11083 | kW/ha
10721 | kW/ha
9595 | kW/ha
7760 | kW/ha
5345 | kW/ha
2613 | kW/ha
39 | kW/ha
0 | kW/ha
0 | kW/ha
0 | kW/ha
0 | kW/ha
0 | kW/ha
0 | kW/ha
0 | kW/ha
0 | kW/ha
0 | kW/ha
0 | kW/ha
0 | kW/ha
21 | kW/ha
2367 | kW/ha
5184 | kW/ha
7692 | kW/ha
9610 | kW/ha
10812 | kW/ha
11231 | kW/ha
10900 | kW/ha
9807 | kW/ha
7982 | kW/ha
5541 | kW/ha
2760 | kW/ha
47 | kW/ha
0 | kW/ha
0 | kW/ha
0 | kW/ha
0 | kW/ha
0 | kW/ha
0 | kW/ha
0 | kW/ha
0 | kW/ha
0 | kW/ha
0 | kW/ha
0 | kW/ha
23 | kW/ha
2078 | kW/ha
4467 | kW/ha
6609 | kW/ha
8259 | kW/ha
9329 | kW/ha
9786 | kW/ha
9494 | kW/ha
8496 | kW/ha
6946 | kW/ha
4898 | kW/ha
2503 | kW/ha
61 | kW/ha
0 | kW/ha
0 | kW/ha
0 | kW/ha
0 | kW/ha
0 | kW/ha
0 | kW/ha
0 | kW/ha
0 | kW/ha
0 | kW/ha
0 | kW/ha
0 | kW/ha
23 | kW/ha
2117 | kW/ha
4574 | kW/ha
6732 | kW/ha
8401 | kW/ha
9427 | kW/ha
9836 | kW/ha
9468 | kW/ha
8522 | kW/ha
6912 | kW/ha
4789 | kW/ha
2368 | kW/ha
47 | kW/ha
0 | kW/ha
0 | kW/ha
0 | kW/ha
0 | kW/ha
0 | kW/ha
0 | kW/ha
0 | kW/ha
0 | kW/ha
0 | kW/ha
0 | kW/ha
0 | kW/ha
24 | kW/ha
2100 | kW/ha
4482 | kW/ha
6648 | kW/ha
8259 | kW/ha
9305 | kW/ha
9756 | kW/ha
9403 | kW/ha
8358 | kW/ha
6792 | kW/ha
4709 | kW/ha
2370 | kW/ha
48 | kW/ha
0 | kW/ha
0 | kW/ha
0 | kW/ha
0 | kW/ha
0 | kW/ha
0 | kW/ha
0 | kW/ha
0 | kW/ha
0 | kW/ha
0 | kW/ha
0 | kW/ha
25 | kW/ha
1311 | kW/ha
1446 | kW/ha
3180 | kW/ha
6315 | kW/ha
6363 | kW/ha
5936 | kW/ha
4543 | kW/ha
8198 | kW/ha
4719 | kW/ha
5084 | kW/ha
2844 | kW/ha
155 | kW/ha
0 | kW/ha
0 | kW/ha
0 | kW/ha
0 | kW/ha
0 | kW/ha
0 | kW/ha
0 | kW/ha
0 | kW/ha
0 | kW/ha
0 | kW/ha
0 | kW/ha
20 | kW/ha
1550 | kW/ha
3255 | kW/ha
5292 | kW/ha
6045 | kW/ha
7024 | kW/ha
8995 | kW/ha
9206 | kW/ha
7154 | kW/ha
6031 | kW/ha
3771 | kW/ha
1754 | kW/ha
48 | kW/ha
0 | kW/ha
0 | kW/ha
0 | kW/ha
0 | kW/ha
0 | kW/ha
0 | kW/ha
0 | kW/ha
0 | kW/ha
0 | kW/ha
0 | kW/ha
0 | kW/ha
17 | kW/ha
1235 | kW/ha
2860 | kW/ha
4574 | kW/ha
5750 | kW/ha
6513 | kW/ha
6967 | kW/ha
6866 | kW/ha
6314 | kW/ha
4814 | kW/ha
3330 | kW/ha
1462 | kW/ha
40 | kW/ha
0 | kW/ha
0 | kW/ha
0 | kW/ha
0 | kW/ha
0 | kW/ha
0 | kW/ha
0 | kW/ha
0 | kW/ha
0 | kW/ha
0 | kW/ha
0 | kW/ha
32 | kW/ha
2342 | kW/ha
4965 | kW/ha
7267 | kW/ha
9021 | kW/ha
10141 | kW/ha
10506 | kW/ha
10116 | kW/ha
9078 | kW/ha
7353 | kW/ha
5058 | kW/ha
2466 | kW/ha
41 | kW/ha
0 | kW/ha
0 | kW/ha
0 | kW/ha
0 | kW/ha
0 | kW/ha
0 | kW/ha
0 | kW/ha
0 | kW/ha
0 | kW/ha
0 | kW/ha
0 | kW/ha
32 | kW/ha
1983 | kW/ha
4272 | kW/ha
6212 | kW/ha
7739 | kW/ha
8759 | kW/ha
9232 | kW/ha
8856 | kW/ha
7996 | kW/ha
6484 | kW/ha
4551 | kW/ha
2193 | kW/ha
49 | kW/ha
0 | kW/ha
0 | kW/ha
0 | kW/ha
0 | kW/ha
0 | kW/ha
0 | kW/ha
0 | kW/ha
0 | kW/ha
0 | kW/ha
0 | kW/ha
0 | kW/ha
53 | kW/ha
1759 | kW/ha
3222 | kW/ha
4283 | kW/ha
7472 | kW/ha
4974 | kW/ha
6242 | kW/ha
7506 | kW/ha
4186 | kW/ha
3311 | kW/ha
386 | kW/ha
629 | kW/ha
20 | kW/ha
0 | kW/ha
0 | kW/ha
0 | kW/ha
0 | kW/ha
0 | kW/ha
0 | kW/ha
0 | kW/ha
0 | kW/ha
0 | kW/ha
0 | kW/ha
0 | kW/ha
36 | kW/ha
2499 | kW/ha
5279 | kW/ha
7719 | kW/ha
9570 | kW/ha
10717 | kW/ha
11118 | kW/ha
10747 | kW/ha
9617 | kW/ha
7785 | kW/ha
5369 | kW/ha
2614 | kW/ha
41 | kW/ha
0 | kW/ha
0 | kW/ha
0 | kW/ha
0 | kW/ha
0 | kW/ha
0 | kW/ha
0 | kW/ha
0 | kW/ha
0 | kW/ha
0 | kW/ha
0 | kW/ha
39 | kW/ha
2426 | kW/ha
5105 | kW/ha
7455 | kW/ha
9265 | kW/ha
10396 | kW/ha
10775 | kW/ha
10417 | kW/ha
9356 | kW/ha
7589 | kW/ha
5247 | kW/ha
2552 | kW/ha
45 | kW/ha
0 | kW/ha
0 | kW/ha
0 | kW/ha
0 | kW/ha
0 | kW/ha
0 | kW/ha
0 | kW/ha
0 | kW/ha
0 | kW/ha
0 | kW/ha
0 | kW/ha
41 | kW/ha
2455 | kW/ha
5174 | kW/ha
7557 | kW/ha
9347 | kW/ha
10417 | kW/ha
10789 | kW/ha
10339 | kW/ha
9177 | kW/ha
7348 | kW/ha
4981 | kW/ha
2337 | kW/ha
29 | kW/ha
0 | kW/ha
0 | kW/ha
0 | kW/ha
0 | kW/ha
0 | kW/ha
0 | kW/ha
0 | kW/ha
0 | kW/ha
0 | kW/ha
0 | kW/ha
0 | kW/ha
43 | kW/ha
2408 | kW/ha
5065 | kW/ha
7388 | kW/ha
9156 | kW/ha
10219 | kW/ha
10548 | kW/ha
10143 | kW/ha
9021 | kW/ha
7243 | kW/ha
4898 | kW/ha
2313 | kW/ha
32 | kW/ha
0 | kW/ha
0 | kW/ha
0 | kW/ha
0 | kW/ha
0 | kW/ha
0 | kW/ha
0 | kW/ha
0 | kW/ha
0 | kW/ha
0 | kW/ha
0 | kW/ha
44 | kW/ha
2523 | kW/ha
5317 | kW/ha
7782 | kW/ha
9677 | kW/ha
10865 | kW/ha
11332 | kW/ha
11072 | kW/ha
10052 | kW/ha
8338 | kW/ha
5735 | kW/ha
2700 | kW/ha
78 | kW/ha
0 | kW/ha
0 | kW/ha
0 | kW/ha
0 | kW/ha
0 | kW/ha
0 | kW/ha
0 | kW/ha
0 | kW/ha
0 | kW/ha
0 | kW/ha
0 | kW/ha
42 | kW/ha
1882 | kW/ha
4155 | kW/ha
6155 | kW/ha
7539 | kW/ha
8541 | kW/ha
8879 | kW/ha
8561 | kW/ha
7642 | kW/ha
6140 | kW/ha
4207 | kW/ha
1952 | kW/ha
40 | kW/ha
0 | kW/ha
0 | kW/ha
0 | kW/ha
0 | kW/ha
0 | kW/ha
0 | kW/ha
0 | kW/ha
0 | kW/ha
0 | kW/ha
0 | kW/ha
0 | kW/ha
74 | kW/ha
267 | kW/ha
1533 | kW/ha
3273 | kW/ha
9732 | kW/ha
12155 | kW/ha
5794 | kW/ha
903 | kW/ha
2374 | kW/ha
4106 | kW/ha
1545 | kW/ha
197 | kW/ha
20 | kW/ha
0 | kW/ha
0 | kW/ha
0 | kW/ha
0 | kW/ha
0 | kW/ha
0 | kW/ha
0 | kW/ha
0 | kW/ha
0 | kW/ha
0 | kW/ha
0 | kW/ha
44 | kW/ha
1536 | kW/ha
3225 | kW/ha
4716 | kW/ha
5989 | kW/ha
6802 | kW/ha
7050 | kW/ha
6704 | kW/ha
5798 | kW/ha
4527 | kW/ha
3023 | kW/ha
1347 | kW/ha
21 | kW/ha
0 | kW/ha
0 | kW/ha
0 | kW/ha
0 | kW/ha
0 | kW/ha
0 | kW/ha
0 | kW/ha
0 | kW/ha
0 | kW/ha
0 | kW/ha
0 | kW/ha
52 | kW/ha
1904 | kW/ha
4273 | kW/ha
6518 | kW/ha
7967 | kW/ha
8658 | kW/ha
8794 | kW/ha
8292 | kW/ha
7446 | kW/ha
5825 | kW/ha
3751 | kW/ha
1610 | kW/ha
24 | kW/ha
0 | kW/ha
0 | kW/ha
0 | kW/ha
0 | kW/ha
0 | kW/ha
0 | kW/ha
0 | kW/ha
0 | kW/ha
0 | kW/ha
0 | kW/ha
0 | kW/ha
55 | kW/ha
2395 | kW/ha
5177 | kW/ha
7650 | kW/ha
9533 | kW/ha
10656 | kW/ha
11002 | kW/ha
10598 | kW/ha
9414 | kW/ha
7514 | kW/ha
4990 | kW/ha
2201 | kW/ha
33 | kW/ha
0 | kW/ha
0 | kW/ha
0 | kW/ha
0 | kW/ha
0 | kW/ha
0 | kW/ha
0 | kW/ha
0 | kW/ha
0 | kW/ha
0 | kW/ha
0 | kW/ha
57 | kW/ha
2318 | kW/ha
5004 | kW/ha
7383 | kW/ha
9135 | kW/ha
10219 | kW/ha
10537 | kW/ha
10113 | kW/ha
8957 | kW/ha
7084 | kW/ha
4689 | kW/ha
2036 | kW/ha
27 | kW/ha
0 | kW/ha
0 | kW/ha
0 | kW/ha
0 | kW/ha
0 | kW/ha
0 | kW/ha
0 | kW/ha
0 | kW/ha
0 | kW/ha
0 | kW/ha
0 | kW/ha
24 | kW/ha
284 | kW/ha
5602 | kW/ha
5533 | kW/ha
10211 | kW/ha
11263 | kW/ha
11714 | kW/ha
9302 | kW/ha
10024 | kW/ha
7974 | kW/ha
5323 | kW/ha
2351 | kW/ha
204 | kW/ha
0 | kW/ha
0 | kW/ha
0 | kW/ha
0 | kW/ha
0 | kW/ha
0 | kW/ha
0 | kW/ha
0 | kW/ha
0 | kW/ha
0 | kW/ha
0 | kW/ha
64 | kW/ha
2485 | kW/ha
5348 | kW/ha
7869 | kW/ha
9736 | kW/ha
10831 | kW/ha
11119 | kW/ha
10650 | kW/ha
9361 | kW/ha
7343 | kW/ha
4761 | kW/ha
1991 | kW/ha
17 | kW/ha
0 | kW/ha
0 | kW/ha
0 | kW/ha
0 | kW/ha
0 | kW/ha
0 | kW/ha
0 | kW/ha
0 | kW/ha
0 | kW/ha
0 | kW/ha
0 | kW/ha
64 | kW/ha
2288 | kW/ha
4900 | kW/ha
7219 | kW/ha
8960 | kW/ha
10017 | kW/ha
10301 | kW/ha
9909 | kW/ha
8761 | kW/ha
6933 | kW/ha
4583 | kW/ha
1987 | kW/ha
29 | kW/ha
0 | kW/ha
0 | kW/ha
0 | kW/ha
0 | kW/ha
0 | kW/ha
0 | kW/ha
0 | kW/ha
0 | kW/ha
0 | kW/ha
0 | kW/ha
0 | kW/ha
54 | kW/ha
1508 | kW/ha
3111 | kW/ha
4544 | kW/ha
5545 | kW/ha
5856 | kW/ha
5965 | kW/ha
5513 | kW/ha
4976 | kW/ha
4154 | kW/ha
2566 | kW/ha
1117 | kW/ha
17 | kW/ha
0 | kW/ha
0 | kW/ha
0 | kW/ha
0 | kW/ha
0 | kW/ha
0 | kW/ha
0 | kW/ha
0 | kW/ha
0 | kW/ha
0 | kW/ha
0 | kW/ha
57 | kW/ha
1389 | kW/ha
3032 | kW/ha
4617 | kW/ha
5569 | kW/ha
6298 | kW/ha
6339 | kW/ha
5655 | kW/ha
4739 | kW/ha
3890 | kW/ha
2477 | kW/ha
1126 | kW/ha
15 | kW/ha
0 | kW/ha
0 | kW/ha
0 | kW/ha
0 | kW/ha
0 | kW/ha
0 | kW/ha
0 | kW/ha
0 | kW/ha
0 | kW/ha
0 | kW/ha
0 | kW/ha
73 | kW/ha
2178 | kW/ha
4777 | kW/ha
7115 | kW/ha
8870 | kW/ha
9857 | kW/ha
10138 | kW/ha
9698 | kW/ha
8496 | kW/ha
6609 | kW/ha
4238 | kW/ha
1706 | kW/ha
20 | kW/ha
0 | kW/ha
0 | kW/ha
0 | kW/ha
0 | kW/ha
0 | kW/ha
0 | kW/ha
0 | kW/ha
0 | kW/ha
0 | kW/ha
0 | kW/ha
0 | kW/ha
71 | kW/ha
1987 | kW/ha
4244 | kW/ha
6349 | kW/ha
8015 | kW/ha
9030 | kW/ha
9247 | kW/ha
8888 | kW/ha
7863 | kW/ha
6237 | kW/ha
4104 | kW/ha
1743 | kW/ha
32 | kW/ha
0 | kW/ha
0 | kW/ha
0 | kW/ha
0 | kW/ha
0 | kW/ha
0 | kW/ha
0 | kW/ha
0 | kW/ha
0 | kW/ha
0 | kW/ha
0 | kW/ha
75 | kW/ha
2463 | kW/ha
5177 | kW/ha
7545 | kW/ha
9346 | kW/ha
10412 | kW/ha
10704 | kW/ha
10267 | kW/ha
9082 | kW/ha
7203 | kW/ha
4750 | kW/ha
2014 | kW/ha
25 | kW/ha
0 | kW/ha
0 | kW/ha
0 | kW/ha
0 | kW/ha
0 | kW/ha
0 | kW/ha
0 | kW/ha
0 | kW/ha
0 | kW/ha
0 | kW/ha
0 | kW/ha
82 | kW/ha
2512 | kW/ha
5286 | kW/ha
7695 | kW/ha
9463 | kW/ha
10517 | kW/ha
10775 | kW/ha
10262 | kW/ha
9022 | kW/ha
7034 | kW/ha
4554 | kW/ha
1851 | kW/ha
15 | kW/ha
0 | kW/ha
0 | kW/ha
0 | kW/ha
0 | kW/ha
0 | kW/ha
0 | kW/ha
0 | kW/ha
0 | kW/ha
0 | kW/ha
0 | kW/ha
0 | kW/ha
90 | kW/ha
2654 | kW/ha
5529 | kW/ha
7958 | kW/ha
9954 | kW/ha
4927 | kW/ha
4581 | kW/ha
4550 | kW/ha
4183 | kW/ha
3442 | kW/ha
2267 | kW/ha
1027 | kW/ha
22 | kW/ha
0 | kW/ha
0 | kW/ha
0 | kW/ha
0 | kW/ha
0 | kW/ha
0 | kW/ha
0 | kW/ha
0 | kW/ha
0 | kW/ha
0 | kW/ha
0 | kW/ha
47 | kW/ha
425 | kW/ha
887 | kW/ha
4725 | kW/ha
10563 | kW/ha
920 | kW/ha
3759 | kW/ha
11583 | kW/ha
10160 | kW/ha
8003 | kW/ha
5185 | kW/ha
2111 | kW/ha
146 | kW/ha
0 | kW/ha
0 | kW/ha
0 | kW/ha
0 | kW/ha
0 | kW/ha
0 | kW/ha
0 | kW/ha
0 | kW/ha
0 | kW/ha
0 | kW/ha
0 | kW/ha
83 | kW/ha
2149 | kW/ha
4639 | kW/ha
6866 | kW/ha
8529 | kW/ha
9506 | kW/ha
9785 | kW/ha
9389 | kW/ha
8248 | kW/ha
6459 | kW/ha
4157 | kW/ha
1652 | kW/ha
23 | kW/ha
0 | kW/ha
0 | kW/ha
0 | kW/ha
0 | kW/ha
0 | kW/ha
0 | kW/ha
0 | kW/ha
0 | kW/ha
0 | kW/ha
0 | kW/ha
0 | kW/ha
86 | kW/ha
2245 | kW/ha
4927 | kW/ha
7315 | kW/ha
9104 | kW/ha
10115 | kW/ha
10402 | kW/ha
9944 | kW/ha
8704 | kW/ha
6750 | kW/ha
4290 | kW/ha
1656 | kW/ha
22 | kW/ha
0 | kW/ha
0 | kW/ha
0 | kW/ha
0 | kW/ha
0 | kW/ha
0 | kW/ha
0 | kW/ha
0 | kW/ha
0 | kW/ha
0 | kW/ha
0 | kW/ha
54 | kW/ha
1102 | kW/ha
2657 | kW/ha
3645 | kW/ha
4497 | kW/ha
5108 | kW/ha
5242 | kW/ha
5040 | kW/ha
3795 | kW/ha
3009 | kW/ha
1651 | kW/ha
703 | kW/ha
14 | kW/ha
0 | kW/ha
0 | kW/ha
0 | kW/ha
0 | kW/ha
0 | kW/ha
0 | kW/ha
0 | kW/ha
0 | kW/ha
0 | kW/ha
0 | kW/ha
0 | kW/ha
93 | kW/ha
2062 | kW/ha
4290 | kW/ha
6380 | kW/ha
7953 | kW/ha
8849 | kW/ha
9088 | kW/ha
8678 | kW/ha
7611 | kW/ha
5903 | kW/ha
3758 | kW/ha
1447 | kW/ha
23 | kW/ha
0 | kW/ha
0 | kW/ha
0 | kW/ha
0 | kW/ha
0 | kW/ha
0 | kW/ha
0 | kW/ha
0 | kW/ha
0 | kW/ha
0 | kW/ha
0 | kW/ha
90 | kW/ha
2031 | kW/ha
4205 | kW/ha
6232 | kW/ha
7708 | kW/ha
8650 | kW/ha
8932 | kW/ha
8545 | kW/ha
7495 | kW/ha
5873 | kW/ha
3751 | kW/ha
1445 | kW/ha
27 | kW/ha
0 | kW/ha
0 | kW/ha
0 | kW/ha
0 | kW/ha
0 | kW/ha
0 | kW/ha
0 | kW/ha
0 | kW/ha
0 | kW/ha
0 | kW/ha
0 | kW/ha
101 | kW/ha
2250 | kW/ha
4749 | kW/ha
7085 | kW/ha
8851 | kW/ha
9868 | kW/ha
10122 | kW/ha
9614 | kW/ha
8365 | kW/ha
6428 | kW/ha
4027 | kW/ha
1463 | kW/ha
19 | kW/ha
0 | kW/ha
0 | kW/ha
0 | kW/ha
0 | kW/ha
0 | kW/ha
0 | kW/ha
0 | kW/ha
0 | kW/ha
0 | kW/ha
0 | kW/ha
0 | kW/ha
80 | kW/ha
1148 | kW/ha
2532 | kW/ha
3631 | kW/ha
4221 | kW/ha
4719 | kW/ha
4451 | kW/ha
4873 | kW/ha
3945 | kW/ha
3100 | kW/ha
1825 | kW/ha
731 | kW/ha
12 | kW/ha
0 | kW/ha
0 | kW/ha
0 | kW/ha
0 | kW/ha
0 | kW/ha
0 | kW/ha
0 | kW/ha
0 | kW/ha
0 | kW/ha
0 | kW/ha
0 | kW/ha
114 | kW/ha
953 | kW/ha
1825 | kW/ha
2077 | kW/ha
4213 | kW/ha
6770 | kW/ha
5120 | kW/ha
4887 | kW/ha
4644 | kW/ha
4968 | kW/ha
3685 | kW/ha
1664 | kW/ha
52 | kW/ha
0 | kW/ha
0 | kW/ha
0 | kW/ha
0 | kW/ha
0 | kW/ha
0 | kW/ha
0 | kW/ha
0 | kW/ha
0 | kW/ha
0 | kW/ha
0 | kW/ha
71 | kW/ha
2187 | kW/ha
4950 | kW/ha
7443 | kW/ha
9334 | kW/ha
6064 | kW/ha
5670 | kW/ha
5543 | kW/ha
5396 | kW/ha
4469 | kW/ha
2934 | kW/ha
1156 | kW/ha
23 | kW/ha
0 | kW/ha
0 | kW/ha
0 | kW/ha
0 | kW/ha
0 | kW/ha
0 | kW/ha
0 | kW/ha
0 | kW/ha
0 | kW/ha
0 | kW/ha
0 | kW/ha
163 | kW/ha
2458 | kW/ha
4186 | kW/ha
7899 | kW/ha
8341 | kW/ha
1150 | kW/ha
2659 | kW/ha
5262 | kW/ha
4566 | kW/ha
5342 | kW/ha
3823 | kW/ha
1571 | kW/ha
43 | kW/ha
0 | kW/ha
0 | kW/ha
0 | kW/ha
0 | kW/ha
0 | kW/ha
0 | kW/ha
0 | kW/ha
0 | kW/ha
0 | kW/ha
0 | kW/ha
0 | kW/ha
112 | kW/ha
2267 | kW/ha
4702 | kW/ha
7013 | kW/ha
8716 | kW/ha
9723 | kW/ha
9960 | kW/ha
9441 | kW/ha
8182 | kW/ha
6251 | kW/ha
3836 | kW/ha
1340 | kW/ha
18 | kW/ha
0 | kW/ha
0 | kW/ha
0 | kW/ha
0 | kW/ha
0 | kW/ha
0 | kW/ha
0 | kW/ha
0 | kW/ha
0 | kW/ha
0 | kW/ha
0 | kW/ha
117 | kW/ha
2016 | kW/ha
4224 | kW/ha
6256 | kW/ha
7756 | kW/ha
8635 | kW/ha
8843 | kW/ha
8402 | kW/ha
7293 | kW/ha
5602 | kW/ha
3456 | kW/ha
1228 | kW/ha
21 | kW/ha
0 | kW/ha
0 | kW/ha
0 | kW/ha
0 | kW/ha
0 | kW/ha
0 | kW/ha
0 | kW/ha
0 | kW/ha
0 | kW/ha
0 | kW/ha
0 | kW/ha
111 | kW/ha
1710 | kW/ha
3590 | kW/ha
5340 | kW/ha
6604 | kW/ha
7593 | kW/ha
8079 | kW/ha
7733 | kW/ha
6994 | kW/ha
5155 | kW/ha
3075 | kW/ha
1136 | kW/ha
23 | kW/ha
0 | kW/ha
0 | kW/ha
0 | kW/ha
0 | kW/ha
0 | kW/ha
0 | kW/ha
0 | kW/ha
0 | kW/ha
0 | kW/ha
0 | kW/ha
0 | kW/ha
100 | kW/ha
1711 | kW/ha
3646 | kW/ha
5186 | kW/ha
6305 | kW/ha
7355 | kW/ha
6863 | kW/ha
6074 | kW/ha
5714 | kW/ha
4548 | kW/ha
2730 | kW/ha
1004 | kW/ha
13 | kW/ha
0 | kW/ha
0 | kW/ha
0 | kW/ha
0 | kW/ha
0 | kW/ha
0 | kW/ha
0 | kW/ha
0 | kW/ha
0 | kW/ha
0 | kW/ha
0 | kW/ha
108 | kW/ha
1624 | kW/ha
3203 | kW/ha
4972 | kW/ha
5973 | kW/ha
6262 | kW/ha
6341 | kW/ha
5853 | kW/ha
5541 | kW/ha
4018 | kW/ha
2849 | kW/ha
1067 | kW/ha
15 | kW/ha
0 | kW/ha
0 | kW/ha
0 | kW/ha
0 | kW/ha
0 | kW/ha
0 | kW/ha
0 | kW/ha
0 | kW/ha
0 | kW/ha
0 | kW/ha
0 | kW/ha
120 | kW/ha
1914 | kW/ha
4011 | kW/ha
6034 | kW/ha
7573 | kW/ha
8480 | kW/ha
8739 | kW/ha
8335 | kW/ha
7264 | kW/ha
5597 | kW/ha
3479 | kW/ha
1211 | kW/ha
31 | kW/ha
0 | kW/ha
0 | kW/ha
0 | kW/ha
0 | kW/ha
0 | kW/ha
0 | kW/ha
0 | kW/ha
0 | kW/ha
0 | kW/ha
0 | kW/ha
0 | kW/ha
124 | kW/ha
2114 | kW/ha
4333 | kW/ha
6479 | kW/ha
8093 | kW/ha
9031 | kW/ha
9265 | kW/ha
8855 | kW/ha
7703 | kW/ha
5923 | kW/ha
3651 | kW/ha
1279 | kW/ha
27 | kW/ha
0 | kW/ha
0 | kW/ha
0 | kW/ha
0 | kW/ha
0 | kW/ha
0 | kW/ha
0 | kW/ha
0 | kW/ha
0 | kW/ha
0 | kW/ha
0 | kW/ha
113 | kW/ha
2272 | kW/ha
4632 | kW/ha
7592 | kW/ha
9233 | kW/ha
5238 | kW/ha
5497 | kW/ha
5748 | kW/ha
5131 | kW/ha
3980 | kW/ha
2781 | kW/ha
1026 | kW/ha
26 | kW/ha
0 | kW/ha
0 | kW/ha
0 | kW/ha
0 | kW/ha
0 | kW/ha
0 | kW/ha
0 | kW/ha
0 | kW/ha
0 | kW/ha
0 | kW/ha
0 | kW/ha
135 | kW/ha
1718 | kW/ha
3758 | kW/ha
5734 | kW/ha
7050 | kW/ha
7798 | kW/ha
8045 | kW/ha
7345 | kW/ha
6292 | kW/ha
4862 | kW/ha
3169 | kW/ha
1041 | kW/ha
27 | kW/ha
0 | kW/ha
0 | kW/ha
0 | kW/ha
0 | kW/ha
0 | kW/ha
0 | kW/ha
0 | kW/ha
0 | kW/ha
0 | kW/ha
0 | kW/ha
0 | kW/ha
127 | kW/ha
1862 | kW/ha
3974 | kW/ha
6020 | kW/ha
7533 | kW/ha
8452 | kW/ha
8723 | kW/ha
8314 | kW/ha
7170 | kW/ha
5420 | kW/ha
3316 | kW/ha
1079 | kW/ha
26 | kW/ha
0 | kW/ha
0 | kW/ha
0 | kW/ha
0 | kW/ha
0 | kW/ha
0 | kW/ha
0 | kW/ha
0 | kW/ha
0 | kW/ha
0 | kW/ha
0 | kW/ha
133 | kW/ha
1999 | kW/ha
4276 | kW/ha
6433 | kW/ha
8065 | kW/ha
9010 | kW/ha
9205 | kW/ha
8741 | kW/ha
7565 | kW/ha
5765 | kW/ha
3490 | kW/ha
1132 | kW/ha
25 | kW/ha
0 | kW/ha
0 | kW/ha
0 | kW/ha
0 | kW/ha
0 | kW/ha
0 | kW/ha
0 | kW/ha
0 | kW/ha
0 | kW/ha
0 | kW/ha
0 | kW/ha
148 | kW/ha
2346 | kW/ha
4462 | kW/ha
6764 | kW/ha
8558 | kW/ha
5524 | kW/ha
6870 | kW/ha
5860 | kW/ha
4198 | kW/ha
2976 | kW/ha
2245 | kW/ha
961 | kW/ha
27 | kW/ha
0 | kW/ha
0 | kW/ha
0 | kW/ha
0 | kW/ha
0 | kW/ha
0 | kW/ha
0 | kW/ha
0 | kW/ha
0 | kW/ha
0 | kW/ha
0 | kW/ha
152 | kW/ha
1755 | kW/ha
3791 | kW/ha
5824 | kW/ha
7100 | kW/ha
7701 | kW/ha
7608 | kW/ha
7234 | kW/ha
6269 | kW/ha
4786 | kW/ha
2961 | kW/ha
1020 | kW/ha
20 | kW/ha
0 | kW/ha
0 | kW/ha
0 | kW/ha
0 | kW/ha
0 | kW/ha
0 | kW/ha
0 | kW/ha
0 | kW/ha
0 | kW/ha
0 | kW/ha
0 | kW/ha
121 | kW/ha
1285 | kW/ha
3214 | kW/ha
4783 | kW/ha
5999 | kW/ha
7105 | kW/ha
7223 | kW/ha
7472 | kW/ha
6104 | kW/ha
4745 | kW/ha
2698 | kW/ha
1021 | kW/ha
34 | kW/ha
0 | kW/ha
0 | kW/ha
0 | kW/ha
0 | kW/ha
0 | kW/ha
0 | kW/ha
0 | kW/ha
0 | kW/ha
0 | kW/ha
0 | kW/ha
0 | kW/ha
160 | kW/ha
1681 | kW/ha
3419 | kW/ha
4890 | kW/ha
5768 | kW/ha
6869 | kW/ha
7291 | kW/ha
7055 | kW/ha
6367 | kW/ha
5038 | kW/ha
3143 | kW/ha
967 | kW/ha
32 | kW/ha
0 | kW/ha
0 | kW/ha
0 | kW/ha
0 | kW/ha
0 | kW/ha
0 | kW/ha
0 | kW/ha
0 | kW/ha
0 | kW/ha
0 | kW/ha
0 | kW/ha
137 | kW/ha
1840 | kW/ha
3941 | kW/ha
5932 | kW/ha
7403 | kW/ha
8275 | kW/ha
8498 | kW/ha
8054 | kW/ha
6961 | kW/ha
5307 | kW/ha
3241 | kW/ha
1031 | kW/ha
29 | kW/ha
0 | kW/ha
0 | kW/ha
0 | kW/ha
0 | kW/ha
0 | kW/ha
0 | kW/ha
0 | kW/ha
0 | kW/ha
0 | kW/ha
0 | kW/ha
0 | kW/ha
144 | kW/ha
2261 | kW/ha
4655 | kW/ha
6940 | kW/ha
8599 | kW/ha
9557 | kW/ha
9731 | kW/ha
9179 | kW/ha
7864 | kW/ha
5890 | kW/ha
3526 | kW/ha
1050 | kW/ha
17 | kW/ha
0 | kW/ha
0 | kW/ha
0 | kW/ha
0 | kW/ha
0 | kW/ha
0 | kW/ha
0 | kW/ha
0 | kW/ha
0 | kW/ha
0 | kW/ha
0 | kW/ha
118 | kW/ha
1312 | kW/ha
2521 | kW/ha
3657 | kW/ha
4279 | kW/ha
4666 | kW/ha
5119 | kW/ha
4939 | kW/ha
4216 | kW/ha
3312 | kW/ha
2098 | kW/ha
857 | kW/ha
18 | kW/ha
0 | kW/ha
0 | kW/ha
0 | kW/ha
0 | kW/ha
0 | kW/ha
0 | kW/ha
0 | kW/ha
0 | kW/ha
0 | kW/ha
0 | kW/ha
0 | kW/ha
47 | kW/ha
871 | kW/ha
1898 | kW/ha
3108 | kW/ha
4316 | kW/ha
3739 | kW/ha
3688 | kW/ha
2591 | kW/ha
1595 | kW/ha
1183 | kW/ha
614 | kW/ha
322 | kW/ha
11 | kW/ha
0 | kW/ha
0 | kW/ha
0 | kW/ha
0 | kW/ha
0 | kW/ha
0 | kW/ha
0 | kW/ha
0 | kW/ha
0 | kW/ha
0 | kW/ha
0 | kW/ha
140 | kW/ha
1844 | kW/ha
3984 | kW/ha
6083 | kW/ha
7643 | kW/ha
8537 | kW/ha
8801 | kW/ha
8380 | kW/ha
7278 | kW/ha
5528 | kW/ha
3322 | kW/ha
1021 | kW/ha
31 | kW/ha
0 | kW/ha
0 | kW/ha
0 | kW/ha
0 | kW/ha
0 | kW/ha
0 | kW/ha
0 | kW/ha
0 | kW/ha
0 | kW/ha
0 | kW/ha
0 | kW/ha
141 | kW/ha
1967 | kW/ha
4097 | kW/ha
6214 | kW/ha
7822 | kW/ha
8777 | kW/ha
9009 | kW/ha
8560 | kW/ha
7412 | kW/ha
5620 | kW/ha
3392 | kW/ha
1051 | kW/ha
31 | kW/ha
0 | kW/ha
0 | kW/ha
0 | kW/ha
0 | kW/ha
0 | kW/ha
0 | kW/ha
0 | kW/ha
0 | kW/ha
0 | kW/ha
0 | kW/ha
0 | kW/ha
149 | kW/ha
2298 | kW/ha
4895 | kW/ha
7437 | kW/ha
9005 | kW/ha
6595 | kW/ha
6350 | kW/ha
5894 | kW/ha
4888 | kW/ha
3504 | kW/ha
2066 | kW/ha
858 | kW/ha
18 | kW/ha
0 | kW/ha
0 | kW/ha
0 | kW/ha
0 | kW/ha
0 | kW/ha
0 | kW/ha
0 | kW/ha
0 | kW/ha
0 | kW/ha
0 | kW/ha
0 | kW/ha
140 | kW/ha
1569 | kW/ha
3521 | kW/ha
5314 | kW/ha
6595 | kW/ha
7346 | kW/ha
7732 | kW/ha
7251 | kW/ha
6527 | kW/ha
4854 | kW/ha
2928 | kW/ha
950 | kW/ha
32 | kW/ha
0 | kW/ha
0 | kW/ha
0 | kW/ha
0 | kW/ha
0 | kW/ha
0 | kW/ha
0 | kW/ha
0 | kW/ha
0 | kW/ha
0 | kW/ha
0 | kW/ha
140 | kW/ha
1889 | kW/ha
3947 | kW/ha
6027 | kW/ha
7608 | kW/ha
8520 | kW/ha
8771 | kW/ha
8319 | kW/ha
7232 | kW/ha
5485 | kW/ha
3310 | kW/ha
1038 | kW/ha
35 | kW/ha
0 | kW/ha
0 | kW/ha
0 | kW/ha
0 | kW/ha
0 | kW/ha
0 | kW/ha
0 | kW/ha
0 | kW/ha
0 | kW/ha
0 | kW/ha
0 | kW/ha
141 | kW/ha
1666 | kW/ha
3617 | kW/ha
5589 | kW/ha
7047 | kW/ha
7885 | kW/ha
8078 | kW/ha
7728 | kW/ha
6656 | kW/ha
5073 | kW/ha
3048 | kW/ha
924 | kW/ha
37 | kW/ha
0 | kW/ha
0 | kW/ha
0 | kW/ha
0 | kW/ha
0 | kW/ha
0 | kW/ha
0 | kW/ha
0 | kW/ha
0 | kW/ha
0 | kW/ha
0 | kW/ha
141 | kW/ha
1306 | kW/ha
3010 | kW/ha
4290 | kW/ha
5399 | kW/ha
4958 | kW/ha
6607 | kW/ha
6048 | kW/ha
5077 | kW/ha
5138 | kW/ha
3138 | kW/ha
932 | kW/ha
78 | kW/ha
0 | kW/ha
0 | kW/ha
0 | kW/ha
0 | kW/ha
0 | kW/ha
0 | kW/ha
0 | kW/ha
0 | kW/ha
0 | kW/ha
0 | kW/ha
0 | kW/ha
103 | kW/ha
586 | kW/ha
606 | kW/ha
688 | kW/ha
4656 | kW/ha
5654 | kW/ha
5281 | kW/ha
6384 | kW/ha
4834 | kW/ha
4645 | kW/ha
3108 | kW/ha
867 | kW/ha
53 | kW/ha
0 | kW/ha
0 | kW/ha
0 | kW/ha
0 | kW/ha
0 | kW/ha
0 | kW/ha
0 | kW/ha
0 | kW/ha
0 | kW/ha
0 | kW/ha
0 | kW/ha
235 | kW/ha
1466 | kW/ha
4851 | kW/ha
6411 | kW/ha
5352 | kW/ha
3257 | kW/ha
2099 | kW/ha
6020 | kW/ha
5051 | kW/ha
1927 | kW/ha
384 | kW/ha
177 | kW/ha
19 | kW/ha
0 | kW/ha
0 | kW/ha
0 | kW/ha
0 | kW/ha
0 | kW/ha
0 | kW/ha
0 | kW/ha
0 | kW/ha
0 | kW/ha
0 | kW/ha
0 | kW/ha
143 | kW/ha
1476 | kW/ha
3311 | kW/ha
5211 | kW/ha
6683 | kW/ha
7270 | kW/ha
7587 | kW/ha
7297 | kW/ha
6315 | kW/ha
4833 | kW/ha
2841 | kW/ha
875 | kW/ha
54 | kW/ha
0 | kW/ha
0 | kW/ha
0 | kW/ha
0 | kW/ha
0 | kW/ha
0 | kW/ha
0 | kW/ha
0 | kW/ha
0 | kW/ha
0 | kW/ha
0 | kW/ha
90 | kW/ha
1194 | kW/ha
2481 | kW/ha
3816 | kW/ha
4730 | kW/ha
5313 | kW/ha
5332 | kW/ha
5057 | kW/ha
4252 | kW/ha
3420 | kW/ha
2196 | kW/ha
877 | kW/ha
20 | kW/ha
0 | kW/ha
0 | kW/ha
0 | kW/ha
0 | kW/ha
0 | kW/ha
0 | kW/ha
0 | kW/ha
0 | kW/ha
0 | kW/ha
0 | kW/ha
0 | kW/ha
137 | kW/ha
1509 | kW/ha
3461 | kW/ha
5452 | kW/ha
6957 | kW/ha
7868 | kW/ha
8101 | kW/ha
7701 | kW/ha
6668 | kW/ha
4997 | kW/ha
2947 | kW/ha
875 | kW/ha
42 | kW/ha
0 | kW/ha
0 | kW/ha
0 | kW/ha
0 | kW/ha
0 | kW/ha
0 | kW/ha
0 | kW/ha
0 | kW/ha
0 | kW/ha
0 | kW/ha
0 | kW/ha
146 | kW/ha
1905 | kW/ha
4323 | kW/ha
6550 | kW/ha
8359 | kW/ha
4768 | kW/ha
4829 | kW/ha
4072 | kW/ha
4178 | kW/ha
3313 | kW/ha
1999 | kW/ha
868 | kW/ha
37 | kW/ha
0 | kW/ha
0 | kW/ha
0 | kW/ha
0 | kW/ha
0 | kW/ha
0 | kW/ha
0 | kW/ha
0 | kW/ha
0 | kW/ha
0 | kW/ha
0 | kW/ha
202 | kW/ha
1595 | kW/ha
4355 | kW/ha
5871 | kW/ha
6851 | kW/ha
5381 | kW/ha
2303 | kW/ha
2625 | kW/ha
1433 | kW/ha
2682 | kW/ha
2513 | kW/ha
868 | kW/ha
20 | kW/ha
0 | kW/ha
0 | kW/ha
0 | kW/ha
0 | kW/ha
0 | kW/ha
0 | kW/ha
0 | kW/ha
0 | kW/ha
0 | kW/ha
0 | kW/ha
0 | kW/ha
134 | kW/ha
1507 | kW/ha
3564 | kW/ha
5641 | kW/ha
7224 | kW/ha
8202 | kW/ha
8487 | kW/ha
8076 | kW/ha
6995 | kW/ha
5292 | kW/ha
3148 | kW/ha
904 | kW/ha
54 | kW/ha
0 | kW/ha
0 | kW/ha
0 | kW/ha
0 | kW/ha
0 | kW/ha
0 | kW/ha
0 | kW/ha
0 | kW/ha
0 | kW/ha
0 | kW/ha
0 | kW/ha
139 | kW/ha
1514 | kW/ha
3510 | kW/ha
5478 | kW/ha
6973 | kW/ha
7827 | kW/ha
8014 | kW/ha
7607 | kW/ha
6588 | kW/ha
4960 | kW/ha
2936 | kW/ha
850 | kW/ha
48 | kW/ha
0 | kW/ha
0 | kW/ha
0 | kW/ha
0 | kW/ha
0 | kW/ha
0 | kW/ha
0 | kW/ha
0 | kW/ha
0 | kW/ha
0 | kW/ha
0 | kW/ha
131 | kW/ha
1818 | kW/ha
3919 | kW/ha
6096 | kW/ha
7744 | kW/ha
8748 | kW/ha
9031 | kW/ha
8590 | kW/ha
7480 | kW/ha
5696 | kW/ha
3470 | kW/ha
1062 | kW/ha
58 | kW/ha
0 | kW/ha
0 | kW/ha
0 | kW/ha
0 | kW/ha
0 | kW/ha
0 | kW/ha
0 | kW/ha
0 | kW/ha
0 | kW/ha
0 | kW/ha
0 | kW/ha
130 | kW/ha
1805 | kW/ha
3917 | kW/ha
6097 | kW/ha
7781 | kW/ha
8776 | kW/ha
9060 | kW/ha
8634 | kW/ha
7514 | kW/ha
5736 | kW/ha
3491 | kW/ha
1070 | kW/ha
59 | kW/ha
0 | kW/ha
0 | kW/ha
0 | kW/ha
0 | kW/ha
0 | kW/ha
0 | kW/ha
0 | kW/ha
0 | kW/ha
0 | kW/ha
0 | kW/ha
0 | kW/ha
128 | kW/ha
1692 | kW/ha
3697 | kW/ha
5798 | kW/ha
7388 | kW/ha
8371 | kW/ha
8666 | kW/ha
8245 | kW/ha
7147 | kW/ha
5448 | kW/ha
3282 | kW/ha
1007 | kW/ha
53 | kW/ha
0 | kW/ha
0 | kW/ha
0 | kW/ha
0 | kW/ha
0 | kW/ha
0 | kW/ha
0 | kW/ha
0 | kW/ha
0 | kW/ha
0 | kW/ha
0 | kW/ha
123 | kW/ha
1707 | kW/ha
3932 | kW/ha
6325 | kW/ha
8261 | kW/ha
5662 | kW/ha
6294 | kW/ha
5911 | kW/ha
5333 | kW/ha
4154 | kW/ha
2622 | kW/ha
866 | kW/ha
87 | kW/ha
0 | kW/ha
0 | kW/ha
0 | kW/ha
0 | kW/ha
0 | kW/ha
0 | kW/ha
0 | kW/ha
0 | kW/ha
0 | kW/ha
0 | kW/ha
0 | kW/ha
57 | kW/ha
755 | kW/ha
1519 | kW/ha
2254 | kW/ha
2834 | kW/ha
3440 | kW/ha
3337 | kW/ha
2998 | kW/ha
2676 | kW/ha
2087 | kW/ha
1391 | kW/ha
652 | kW/ha
27 | kW/ha
0 | kW/ha
0 | kW/ha
0 | kW/ha
0 | kW/ha
0 | kW/ha
0 | kW/ha
0 | kW/ha
0 | kW/ha
0 | kW/ha
0 | kW/ha
0 | kW/ha
59 | kW/ha
794 | kW/ha
1571 | kW/ha
2338 | kW/ha
2807 | kW/ha
3137 | kW/ha
3262 | kW/ha
3134 | kW/ha
2530 | kW/ha
2017 | kW/ha
1343 | kW/ha
611 | kW/ha
27 | kW/ha
0 | kW/ha
0 | kW/ha
0 | kW/ha
0 | kW/ha
0 | kW/ha
0 | kW/ha
0 | kW/ha
0 | kW/ha
0 | kW/ha
0 | kW/ha
0 | kW/ha
75 | kW/ha
902 | kW/ha
1855 | kW/ha
2488 | kW/ha
3049 | kW/ha
3439 | kW/ha
3633 | kW/ha
3307 | kW/ha
3339 | kW/ha
2504 | kW/ha
1723 | kW/ha
846 | kW/ha
34 | kW/ha
0 | kW/ha
0 | kW/ha
0 | kW/ha
0 | kW/ha
0 | kW/ha
0 | kW/ha
0 | kW/ha
0 | kW/ha
0 | kW/ha
0 | kW/ha
0 | kW/ha
111 | kW/ha
1115 | kW/ha
2605 | kW/ha
3860 | kW/ha
4522 | kW/ha
4953 | kW/ha
5475 | kW/ha
5111 | kW/ha
4367 | kW/ha
2490 | kW/ha
1758 | kW/ha
906 | kW/ha
31 | kW/ha
0 | kW/ha
0 | kW/ha
0 | kW/ha
0 | kW/ha
0 | kW/ha
0 | kW/ha
0 | kW/ha
0 | kW/ha
0 | kW/ha
0 | kW/ha
0 | kW/ha
118 | kW/ha
1293 | kW/ha
3218 | kW/ha
5201 | kW/ha
6714 | kW/ha
7624 | kW/ha
7905 | kW/ha
7583 | kW/ha
6581 | kW/ha
5028 | kW/ha
3024 | kW/ha
873 | kW/ha
79 | kW/ha
0 | kW/ha
0 | kW/ha
0 | kW/ha
0 | kW/ha
0 | kW/ha
0 | kW/ha
0 | kW/ha
0 | kW/ha
0 | kW/ha
0 | kW/ha
0 | kW/ha
94 | kW/ha
1287 | kW/ha
1473 | kW/ha
1167 | kW/ha
4862 | kW/ha
9070 | kW/ha
7612 | kW/ha
7713 | kW/ha
5181 | kW/ha
1737 | kW/ha
368 | kW/ha
177 | kW/ha
27 | kW/ha
0 | kW/ha
0 | kW/ha
0 | kW/ha
0 | kW/ha
0 | kW/ha
0 | kW/ha
0 | kW/ha
0 | kW/ha
0 | kW/ha
0 | kW/ha
0 | kW/ha
117 | kW/ha
1171 | kW/ha
2751 | kW/ha
4490 | kW/ha
5603 | kW/ha
6831 | kW/ha
6548 | kW/ha
7353 | kW/ha
5574 | kW/ha
4232 | kW/ha
2842 | kW/ha
971 | kW/ha
82 | kW/ha
0 | kW/ha
0 | kW/ha
0 | kW/ha
0 | kW/ha
0 | kW/ha
0 | kW/ha
0 | kW/ha
0 | kW/ha
0 | kW/ha
0 | kW/ha
0 | kW/ha
125 | kW/ha
1272 | kW/ha
2638 | kW/ha
4142 | kW/ha
5495 | kW/ha
6241 | kW/ha
6682 | kW/ha
6657 | kW/ha
6075 | kW/ha
4806 | kW/ha
2921 | kW/ha
960 | kW/ha
90 | kW/ha
0 | kW/ha
0 | kW/ha
0 | kW/ha
0 | kW/ha
0 | kW/ha
0 | kW/ha
0 | kW/ha
0 | kW/ha
0 | kW/ha
0 | kW/ha
0 | kW/ha
110 | kW/ha
1222 | kW/ha
3129 | kW/ha
5051 | kW/ha
6554 | kW/ha
7439 | kW/ha
7734 | kW/ha
7423 | kW/ha
6452 | kW/ha
4958 | kW/ha
3055 | kW/ha
924 | kW/ha
94 | kW/ha
0 | kW/ha
0 | kW/ha
0 | kW/ha
0 | kW/ha
0 | kW/ha
0 | kW/ha
0 | kW/ha
0 | kW/ha
0 | kW/ha
0 | kW/ha
0 | kW/ha
50 | kW/ha
756 | kW/ha
1535 | kW/ha
2289 | kW/ha
2659 | kW/ha
3024 | kW/ha
3020 | kW/ha
3012 | kW/ha
2736 | kW/ha
2014 | kW/ha
1391 | kW/ha
680 | kW/ha
37 | kW/ha
0 | kW/ha
0 | kW/ha
0 | kW/ha
0 | kW/ha
0 | kW/ha
0 | kW/ha
0 | kW/ha
0 | kW/ha
0 | kW/ha
0 | kW/ha
0 | kW/ha
72 | kW/ha
1031 | kW/ha
2361 | kW/ha
3066 | kW/ha
4176 | kW/ha
4043 | kW/ha
4697 | kW/ha
4687 | kW/ha
4189 | kW/ha
3010 | kW/ha
1755 | kW/ha
774 | kW/ha
36 | kW/ha
0 | kW/ha
0 | kW/ha
0 | kW/ha
0 | kW/ha
0 | kW/ha
0 | kW/ha
0 | kW/ha
0 | kW/ha
0 | kW/ha
0 | kW/ha
0 | kW/ha
94 | kW/ha
1012 | kW/ha
2868 | kW/ha
4591 | kW/ha
6179 | kW/ha
6979 | kW/ha
7302 | kW/ha
6961 | kW/ha
6171 | kW/ha
4678 | kW/ha
2843 | kW/ha
935 | kW/ha
105 | kW/ha
0 | kW/ha
0 | kW/ha
0 | kW/ha
0 | kW/ha
0 | kW/ha
0 | kW/ha
0 | kW/ha
0 | kW/ha
0 | kW/ha
0 | kW/ha
0 | kW/ha
44 | kW/ha
566 | kW/ha
1066 | kW/ha
931 | kW/ha
1247 | kW/ha
1078 | kW/ha
2523 | kW/ha
2864 | kW/ha
2714 | kW/ha
3052 | kW/ha
2437 | kW/ha
1010 | kW/ha
88 | kW/ha
0 | kW/ha
0 | kW/ha
0 | kW/ha
0 | kW/ha
0 | kW/ha
0 | kW/ha
0 | kW/ha
0 | kW/ha
0 | kW/ha
0 | kW/ha
0 | kW/ha
78 | kW/ha
957 | kW/ha
1463 | kW/ha
3658 | kW/ha
5050 | kW/ha
5484 | kW/ha
6029 | kW/ha
4584 | kW/ha
4862 | kW/ha
3267 | kW/ha
3080 | kW/ha
1360 | kW/ha
222 | kW/ha
0 | kW/ha
0 | kW/ha
0 | kW/ha
0 | kW/ha
0 | kW/ha
0 | kW/ha
0 | kW/ha
0 | kW/ha
0 | kW/ha
0 | kW/ha
0 | kW/ha
94 | kW/ha
885 | kW/ha
2824 | kW/ha
4567 | kW/ha
6088 | kW/ha
7171 | kW/ha
7443 | kW/ha
6992 | kW/ha
6053 | kW/ha
4681 | kW/ha
2930 | kW/ha
1118 | kW/ha
113 | kW/ha
0 | kW/ha
0 | kW/ha
0 | kW/ha
0 | kW/ha
0 | kW/ha
0 | kW/ha
0 | kW/ha
0 | kW/ha
0 | kW/ha
0 | kW/ha
0 | kW/ha
169 | kW/ha
1305 | kW/ha
3150 | kW/ha
6505 | kW/ha
8370 | kW/ha
7651 | kW/ha
2700 | kW/ha
1331 | kW/ha
977 | kW/ha
641 | kW/ha
448 | kW/ha
510 | kW/ha
118 | kW/ha
0 | kW/ha
0 | kW/ha
0 | kW/ha
0 | kW/ha
0 | kW/ha
0 | kW/ha
0 | kW/ha
0 | kW/ha
0 | kW/ha
0 | kW/ha
0 | kW/ha
92 | kW/ha
847 | kW/ha
2879 | kW/ha
4866 | kW/ha
6453 | kW/ha
7377 | kW/ha
7708 | kW/ha
7390 | kW/ha
6459 | kW/ha
4965 | kW/ha
3008 | kW/ha
1199 | kW/ha
116 | kW/ha
0 | kW/ha
0 | kW/ha
0 | kW/ha
0 | kW/ha
0 | kW/ha
0 | kW/ha
0 | kW/ha
0 | kW/ha
0 | kW/ha
0 | kW/ha
0 | kW/ha
29 | kW/ha
764 | kW/ha
465 | kW/ha
600 | kW/ha
750 | kW/ha
3483 | kW/ha
5559 | kW/ha
5490 | kW/ha
6218 | kW/ha
4764 | kW/ha
4114 | kW/ha
1472 | kW/ha
225 | kW/ha
0 | kW/ha
0 | kW/ha
0 | kW/ha
0 | kW/ha
0 | kW/ha
0 | kW/ha
0 | kW/ha
0 | kW/ha
0 | kW/ha
0 | kW/ha
0 | kW/ha
85 | kW/ha
818 | kW/ha
2828 | kW/ha
4780 | kW/ha
6311 | kW/ha
7327 | kW/ha
7674 | kW/ha
7432 | kW/ha
6503 | kW/ha
5047 | kW/ha
3142 | kW/ha
1248 | kW/ha
140 | kW/ha
0 | kW/ha
0 | kW/ha
0 | kW/ha
0 | kW/ha
0 | kW/ha
0 | kW/ha
0 | kW/ha
0 | kW/ha
0 | kW/ha
0 | kW/ha
0 | kW/ha
67 | kW/ha
921 | kW/ha
3422 | kW/ha
5785 | kW/ha
7630 | kW/ha
8784 | kW/ha
9203 | kW/ha
9121 | kW/ha
748 | kW/ha
6426 | kW/ha
3337 | kW/ha
1619 | kW/ha
115 | kW/ha
0 | kW/ha
0 | kW/ha
0 | kW/ha
0 | kW/ha
0 | kW/ha
0 | kW/ha
0 | kW/ha
0 | kW/ha
0 | kW/ha
0 | kW/ha
0 | kW/ha
77 | kW/ha
793 | kW/ha
2783 | kW/ha
4743 | kW/ha
6222 | kW/ha
7212 | kW/ha
7589 | kW/ha
7399 | kW/ha
6529 | kW/ha
5118 | kW/ha
3173 | kW/ha
1275 | kW/ha
145 | kW/ha
0 | kW/ha
0 | kW/ha
0 | kW/ha
0 | kW/ha
0 | kW/ha
0 | kW/ha
0 | kW/ha
0 | kW/ha
0 | kW/ha
0 | kW/ha
0 | kW/ha
79 | kW/ha
914 | kW/ha
3602 | kW/ha
5939 | kW/ha
8157 | kW/ha
5849 | kW/ha
5620 | kW/ha
5587 | kW/ha
4903 | kW/ha
3702 | kW/ha
2444 | kW/ha
1100 | kW/ha
126 | kW/ha
0 | kW/ha
0 | kW/ha
0 | kW/ha
0 | kW/ha
0 | kW/ha
0 | kW/ha
0 | kW/ha
0 | kW/ha
0 | kW/ha
0 | kW/ha
0 | kW/ha
74 | kW/ha
762 | kW/ha
2935 | kW/ha
5041 | kW/ha
6706 | kW/ha
7752 | kW/ha
8123 | kW/ha
7837 | kW/ha
6885 | kW/ha
5322 | kW/ha
3280 | kW/ha
1329 | kW/ha
138 | kW/ha
0 | kW/ha
0 | kW/ha
0 | kW/ha
0 | kW/ha
0 | kW/ha
0 | kW/ha
0 | kW/ha
0 | kW/ha
0 | kW/ha
0 | kW/ha
0 | kW/ha
72 | kW/ha
844 | kW/ha
3277 | kW/ha
5574 | kW/ha
7367 | kW/ha
8513 | kW/ha
8942 | kW/ha
8650 | kW/ha
7645 | kW/ha
5960 | kW/ha
3744 | kW/ha
1663 | kW/ha
141 | kW/ha
0 | kW/ha
0 | kW/ha
0 | kW/ha
0 | kW/ha
0 | kW/ha
0 | kW/ha
0 | kW/ha
0 | kW/ha
0 | kW/ha
0 | kW/ha
0 | kW/ha
63 | kW/ha
881 | kW/ha
2452 | kW/ha
3910 | kW/ha
5276 | kW/ha
7247 | kW/ha
6577 | kW/ha
5657 | kW/ha
4982 | kW/ha
4747 | kW/ha
2967 | kW/ha
1254 | kW/ha
133 | kW/ha
0 | kW/ha
0 | kW/ha
0 | kW/ha
0 | kW/ha
0 | kW/ha
0 | kW/ha
0 | kW/ha
0 | kW/ha
0 | kW/ha
0 | kW/ha
0 | kW/ha
68 | kW/ha
796 | kW/ha
3194 | kW/ha
5457 | kW/ha
7216 | kW/ha
8336 | kW/ha
8731 | kW/ha
8410 | kW/ha
7385 | kW/ha
5675 | kW/ha
3509 | kW/ha
1542 | kW/ha
130 | kW/ha
0 | kW/ha
0 | kW/ha
0 | kW/ha
0 | kW/ha
0 | kW/ha
0 | kW/ha
0 | kW/ha
0 | kW/ha
0 | kW/ha
0 | kW/ha
0 | kW/ha
25 | kW/ha
567 | kW/ha
1390 | kW/ha
1982 | kW/ha
2613 | kW/ha
3038 | kW/ha
3231 | kW/ha
2895 | kW/ha
2697 | kW/ha
1987 | kW/ha
1416 | kW/ha
673 | kW/ha
47 | kW/ha
0 | kW/ha
0 | kW/ha
0 | kW/ha
0 | kW/ha
0 | kW/ha
0 | kW/ha
0 | kW/ha
0 | kW/ha
0 | kW/ha
0 | kW/ha
0 | kW/ha
62 | kW/ha
695 | kW/ha
2888 | kW/ha
5011 | kW/ha
6697 | kW/ha
7764 | kW/ha
8172 | kW/ha
7928 | kW/ha
7007 | kW/ha
5440 | kW/ha
3401 | kW/ha
1433 | kW/ha
155 | kW/ha
0 | kW/ha
0 | kW/ha
0 | kW/ha
0 | kW/ha
0 | kW/ha
0 | kW/ha
0 | kW/ha
0 | kW/ha
0 | kW/ha
0 | kW/ha
0 | kW/ha
44 | kW/ha
500 | kW/ha
1216 | kW/ha
2375 | kW/ha
4404 | kW/ha
3622 | kW/ha
2718 | kW/ha
2876 | kW/ha
3576 | kW/ha
4789 | kW/ha
4466 | kW/ha
1443 | kW/ha
257 | kW/ha
0 | kW/ha
0 | kW/ha
0 | kW/ha
0 | kW/ha
0 | kW/ha
0 | kW/ha
0 | kW/ha
0 | kW/ha
0 | kW/ha
0 | kW/ha
0 | kW/ha
53 | kW/ha
823 | kW/ha
1367 | kW/ha
1282 | kW/ha
1210 | kW/ha
3081 | kW/ha
4712 | kW/ha
6298 | kW/ha
6227 | kW/ha
5055 | kW/ha
3762 | kW/ha
1768 | kW/ha
268 | kW/ha
0 | kW/ha
0 | kW/ha
0 | kW/ha
0 | kW/ha
0 | kW/ha
0 | kW/ha
0 | kW/ha
0 | kW/ha
0 | kW/ha
0 | kW/ha
0 | kW/ha
18 | kW/ha
364 | kW/ha
380 | kW/ha
1231 | kW/ha
2818 | kW/ha
5129 | kW/ha
5885 | kW/ha
5560 | kW/ha
4822 | kW/ha
4207 | kW/ha
2165 | kW/ha
1055 | kW/ha
62 | kW/ha
0 | kW/ha
0 | kW/ha
0 | kW/ha
0 | kW/ha
0 | kW/ha
0 | kW/ha
0 | kW/ha
0 | kW/ha
0 | kW/ha
0 | kW/ha
0 | kW/ha
44 | kW/ha
1067 | kW/ha
2697 | kW/ha
2529 | kW/ha
684 | kW/ha
777 | kW/ha
4688 | kW/ha
5126 | kW/ha
5009 | kW/ha
2254 | kW/ha
2710 | kW/ha
1184 | kW/ha
93 | kW/ha
0 | kW/ha
0 | kW/ha
0 | kW/ha
0 | kW/ha
0 | kW/ha
0 | kW/ha
0 | kW/ha
0 | kW/ha
0 | kW/ha
0 | kW/ha
0 | kW/ha
56 | kW/ha
820 | kW/ha
3391 | kW/ha
5936 | kW/ha
8054 | kW/ha
5494 | kW/ha
5794 | kW/ha
5473 | kW/ha
4975 | kW/ha
4036 | kW/ha
2692 | kW/ha
1241 | kW/ha
149 | kW/ha
0 | kW/ha
0 | kW/ha
0 | kW/ha
0 | kW/ha
0 | kW/ha

## Demand
School Consumption [kWh] | Mobility S1 [kWh] | Total Demand | Unit
0.94 | 29.3065 | 30.2465 | kWh
0.94 | 27.2091 | 28.1491 | kWh
0.94 | 24.2707 | 25.2107 | kWh
0.94 | 20.5017 | 21.4417 | kWh
0.94 | 16.5788 | 17.5188 | kWh
0.94 | 13.4014 | 14.3414 | kWh
0.94 | 10.7273 | 11.6673 | kWh
0.94 | 8.227 | 9.167 | kWh
0.94 | 6.2562 | 7.1962 | kWh
0.94 | 5.09 | 6.03 | kWh
0.94 | 5.1245 | 6.0645 | kWh
0.94 | 6.0222 | 6.9622 | kWh
0.94 | 8.2704 | 9.2104 | kWh
0.94 | 11.2802 | 12.2202 | kWh
0.94 | 14.4549 | 15.3949 | kWh
0.94 | 17.7361 | 18.6761 | kWh
0.94 | 21.1991 | 22.1391 | kWh
0.94 | 25.1191 | 26.0591 | kWh
0.94 | 28.8878 | 29.8278 | kWh
0.94 | 31.4065 | 32.3465 | kWh
0.94 | 32.7107 | 33.6507 | kWh
0.94 | 33.1482 | 34.0882 | kWh
0.94 | 32.561 | 33.501 | kWh
0.94 | 31.2065 | 32.1465 | kWh
0.94 | 29.3065 | 30.2465 | kWh
0.94 | 27.2091 | 28.1491 | kWh
0.94 | 24.2707 | 25.2107 | kWh
0.94 | 20.5017 | 21.4417 | kWh
0.94 | 16.5788 | 17.5188 | kWh
0.94 | 13.4014 | 14.3414 | kWh
0.94 | 10.7273 | 11.6673 | kWh
0.94 | 8.227 | 9.167 | kWh
0.94 | 6.2562 | 7.1962 | kWh
0.94 | 5.09 | 6.03 | kWh
0.94 | 5.1245 | 6.0645 | kWh
0.94 | 6.0222 | 6.9622 | kWh
0.94 | 8.2704 | 9.2104 | kWh
0.94 | 11.2802 | 12.2202 | kWh
0.94 | 14.4549 | 15.3949 | kWh
0.94 | 17.7361 | 18.6761 | kWh
0.94 | 21.1991 | 22.1391 | kWh
0.94 | 25.1191 | 26.0591 | kWh
0.94 | 28.8878 | 29.8278 | kWh
0.94 | 31.4065 | 32.3465 | kWh
0.94 | 32.7107 | 33.6507 | kWh
0.94 | 33.1482 | 34.0882 | kWh
0.94 | 32.561 | 33.501 | kWh
0.94 | 31.2065 | 32.1465 | kWh
0.94 | 23.1461 | 24.0861 | kWh
0.94 | 21.6894 | 22.6294 | kWh
0.94 | 19.9358 | 20.8758 | kWh
0.94 | 17.9945 | 18.9345 | kWh
0.94 | 14.4744 | 15.4144 | kWh
0.94 | 10.7976 | 11.7376 | kWh
7.3918 | 8.714 | 16.1057 | kWh
11.8268 | 8.1236 | 19.9504 | kWh
16.2619 | 10.0387 | 26.3005 | kWh
16.2619 | 14.8094 | 31.0713 | kWh
16.2619 | 16.9817 | 33.2435 | kWh
15.5227 | 18.4037 | 33.9264 | kWh
15.5227 | 19.8461 | 35.3688 | kWh
12.566 | 21.6026 | 34.1685 | kWh
11.8268 | 23.2891 | 35.1159 | kWh
15.5227 | 24.9711 | 40.4938 | kWh
19.9577 | 26.3319 | 46.2897 | kWh
19.9577 | 26.81 | 46.7678 | kWh
14.7835 | 26.3352 | 41.1187 | kWh
7.3918 | 23.279 | 30.6708 | kWh
0.94 | 22.4215 | 23.3615 | kWh
0.94 | 22.7541 | 23.6941 | kWh
0.94 | 23.3368 | 24.2768 | kWh
0.94 | 23.6162 | 24.5562 | kWh
0.94 | 23.1461 | 24.0861 | kWh
0.94 | 21.6894 | 22.6294 | kWh
0.94 | 19.9358 | 20.8758 | kWh
0.94 | 17.9945 | 18.9345 | kWh
0.94 | 14.4744 | 15.4144 | kWh
0.94 | 10.7976 | 11.7376 | kWh
7.3918 | 8.714 | 16.1057 | kWh
11.8268 | 8.1236 | 19.9504 | kWh
16.2619 | 10.0387 | 26.3005 | kWh
16.2619 | 14.8094 | 31.0713 | kWh
16.2619 | 16.9817 | 33.2435 | kWh
15.5227 | 18.4037 | 33.9264 | kWh
15.5227 | 19.8461 | 35.3688 | kWh
12.566 | 21.6026 | 34.1685 | kWh
11.8268 | 23.2891 | 35.1159 | kWh
15.5227 | 24.9711 | 40.4938 | kWh
19.9577 | 26.3319 | 46.2897 | kWh
19.9577 | 26.81 | 46.7678 | kWh
14.7835 | 26.3352 | 41.1187 | kWh
7.3918 | 23.279 | 30.6708 | kWh
0.94 | 22.4215 | 23.3615 | kWh
0.94 | 22.7541 | 23.6941 | kWh
0.94 | 23.3368 | 24.2768 | kWh
0.94 | 23.6162 | 24.5562 | kWh
0.94 | 23.1461 | 24.0861 | kWh
0.94 | 21.6894 | 22.6294 | kWh
0.94 | 19.9358 | 20.8758 | kWh
0.94 | 17.9945 | 18.9345 | kWh
0.94 | 14.4744 | 15.4144 | kWh
0.94 | 10.7976 | 11.7376 | kWh
7.3918 | 8.714 | 16.1057 | kWh
11.8268 | 8.1236 | 19.9504 | kWh
16.2619 | 10.0387 | 26.3005 | kWh
16.2619 | 14.8094 | 31.0713 | kWh
16.2619 | 16.9817 | 33.2435 | kWh
15.5227 | 18.4037 | 33.9264 | kWh
15.5227 | 19.8461 | 35.3688 | kWh
12.566 | 21.6026 | 34.1685 | kWh
11.8268 | 23.2891 | 35.1159 | kWh
15.5227 | 24.9711 | 40.4938 | kWh
19.9577 | 26.3319 | 46.2897 | kWh
19.9577 | 26.81 | 46.7678 | kWh
14.7835 | 26.3352 | 41.1187 | kWh
7.3918 | 23.279 | 30.6708 | kWh
0.94 | 22.4215 | 23.3615 | kWh
0.94 | 22.7541 | 23.6941 | kWh
0.94 | 23.3368 | 24.2768 | kWh
0.94 | 23.6162 | 24.5562 | kWh
0.94 | 23.1461 | 24.0861 | kWh
0.94 | 21.6894 | 22.6294 | kWh
0.94 | 19.9358 | 20.8758 | kWh
0.94 | 17.9945 | 18.9345 | kWh
0.94 | 14.4744 | 15.4144 | kWh
0.94 | 10.7976 | 11.7376 | kWh
7.3918 | 8.714 | 16.1057 | kWh
11.8268 | 8.1236 | 19.9504 | kWh
16.2619 | 10.0387 | 26.3005 | kWh
16.2619 | 14.8094 | 31.0713 | kWh
16.2619 | 16.9817 | 33.2435 | kWh
15.5227 | 18.4037 | 33.9264 | kWh
15.5227 | 19.8461 | 35.3688 | kWh
12.566 | 21.6026 | 34.1685 | kWh
11.8268 | 23.2891 | 35.1159 | kWh
15.5227 | 24.9711 | 40.4938 | kWh
19.9577 | 26.3319 | 46.2897 | kWh
19.9577 | 26.81 | 46.7678 | kWh
14.7835 | 26.3352 | 41.1187 | kWh
7.3918 | 23.279 | 30.6708 | kWh
0.94 | 22.4215 | 23.3615 | kWh
0.94 | 22.7541 | 23.6941 | kWh
0.94 | 23.3368 | 24.2768 | kWh
0.94 | 23.6162 | 24.5562 | kWh
0.94 | 23.1461 | 24.0861 | kWh
0.94 | 21.6894 | 22.6294 | kWh
0.94 | 19.9358 | 20.8758 | kWh
0.94 | 17.9945 | 18.9345 | kWh
0.94 | 14.4744 | 15.4144 | kWh
0.94 | 10.7976 | 11.7376 | kWh
7.3918 | 8.714 | 16.1057 | kWh
11.8268 | 8.1236 | 19.9504 | kWh
16.2619 | 10.0387 | 26.3005 | kWh
16.2619 | 14.8094 | 31.0713 | kWh
16.2619 | 16.9817 | 33.2435 | kWh
15.5227 | 18.4037 | 33.9264 | kWh
15.5227 | 19.8461 | 35.3688 | kWh
12.566 | 21.6026 | 34.1685 | kWh
11.8268 | 23.2891 | 35.1159 | kWh
15.5227 | 24.9711 | 40.4938 | kWh
19.9577 | 26.3319 | 46.2897 | kWh
19.9577 | 26.81 | 46.7678 | kWh
14.7835 | 26.3352 | 41.1187 | kWh
7.3918 | 23.279 | 30.6708 | kWh
0.94 | 22.4215 | 23.3615 | kWh
0.94 | 22.7541 | 23.6941 | kWh
0.94 | 23.3368 | 24.2768 | kWh
0.94 | 23.6162 | 24.5562 | kWh
0.94 | 29.3065 | 30.2465 | kWh
0.94 | 27.2091 | 28.1491 | kWh
0.94 | 24.2707 | 25.2107 | kWh
0.94 | 20.5017 | 21.4417 | kWh
0.94 | 16.5788 | 17.5188 | kWh
0.94 | 13.4014 | 14.3414 | kWh
0.94 | 10.7273 | 11.6673 | kWh
0.94 | 8.227 | 9.167 | kWh
0.94 | 6.2562 | 7.1962 | kWh
0.94 | 5.09 | 6.03 | kWh
0.94 | 5.1245 | 6.0645 | kWh
0.94 | 6.0222 | 6.9622 | kWh
0.94 | 8.2704 | 9.2104 | kWh
0.94 | 11.2802 | 12.2202 | kWh
0.94 | 14.4549 | 15.3949 | kWh
0.94 | 17.7361 | 18.6761 | kWh
0.94 | 21.1991 | 22.1391 | kWh
0.94 | 25.1191 | 26.0591 | kWh
0.94 | 28.8878 | 29.8278 | kWh
0.94 | 31.4065 | 32.3465 | kWh
0.94 | 32.7107 | 33.6507 | kWh
0.94 | 33.1482 | 34.0882 | kWh
0.94 | 32.561 | 33.501 | kWh
0.94 | 31.2065 | 32.1465 | kWh
0.94 | 29.3065 | 30.2465 | kWh
0.94 | 27.2091 | 28.1491 | kWh
0.94 | 24.2707 | 25.2107 | kWh
0.94 | 20.5017 | 21.4417 | kWh
0.94 | 16.5788 | 17.5188 | kWh
0.94 | 13.4014 | 14.3414 | kWh
0.94 | 10.7273 | 11.6673 | kWh
0.94 | 8.227 | 9.167 | kWh
0.94 | 6.2562 | 7.1962 | kWh
0.94 | 5.09 | 6.03 | kWh
0.94 | 5.1245 | 6.0645 | kWh
0.94 | 6.0222 | 6.9622 | kWh
0.94 | 8.2704 | 9.2104 | kWh
0.94 | 11.2802 | 12.2202 | kWh
0.94 | 14.4549 | 15.3949 | kWh
0.94 | 17.7361 | 18.6761 | kWh
0.94 | 21.1991 | 22.1391 | kWh
0.94 | 25.1191 | 26.0591 | kWh
0.94 | 28.8878 | 29.8278 | kWh
0.94 | 31.4065 | 32.3465 | kWh
0.94 | 32.7107 | 33.6507 | kWh
0.94 | 33.1482 | 34.0882 | kWh
0.94 | 32.561 | 33.501 | kWh
0.94 | 31.2065 | 32.1465 | kWh
0.94 | 23.1461 | 24.0861 | kWh
0.94 | 21.6894 | 22.6294 | kWh
0.94 | 19.9358 | 20.8758 | kWh
0.94 | 17.9945 | 18.9345 | kWh
0.94 | 14.4744 | 15.4144 | kWh
0.94 | 10.7976 | 11.7376 | kWh
7.3918 | 8.714 | 16.1057 | kWh
11.8268 | 8.1236 | 19.9504 | kWh
16.2619 | 10.0387 | 26.3005 | kWh
16.2619 | 14.8094 | 31.0713 | kWh
16.2619 | 16.9817 | 33.2435 | kWh
15.5227 | 18.4037 | 33.9264 | kWh
15.5227 | 19.8461 | 35.3688 | kWh
12.566 | 21.6026 | 34.1685 | kWh
11.8268 | 23.2891 | 35.1159 | kWh
15.5227 | 24.9711 | 40.4938 | kWh
19.9577 | 26.3319 | 46.2897 | kWh
19.9577 | 26.81 | 46.7678 | kWh
14.7835 | 26.3352 | 41.1187 | kWh
7.3918 | 23.279 | 30.6708 | kWh
0.94 | 22.4215 | 23.3615 | kWh
0.94 | 22.7541 | 23.6941 | kWh
0.94 | 23.3368 | 24.2768 | kWh
0.94 | 23.6162 | 24.5562 | kWh
0.94 | 23.1461 | 24.0861 | kWh
0.94 | 21.6894 | 22.6294 | kWh
0.94 | 19.9358 | 20.8758 | kWh
0.94 | 17.9945 | 18.9345 | kWh
0.94 | 14.4744 | 15.4144 | kWh
0.94 | 10.7976 | 11.7376 | kWh
7.3918 | 8.714 | 16.1057 | kWh
11.8268 | 8.1236 | 19.9504 | kWh
16.2619 | 10.0387 | 26.3005 | kWh
16.2619 | 14.8094 | 31.0713 | kWh
16.2619 | 16.9817 | 33.2435 | kWh
15.5227 | 18.4037 | 33.9264 | kWh
15.5227 | 19.8461 | 35.3688 | kWh
12.566 | 21.6026 | 34.1685 | kWh
11.8268 | 23.2891 | 35.1159 | kWh
15.5227 | 24.9711 | 40.4938 | kWh
19.9577 | 26.3319 | 46.2897 | kWh
19.9577 | 26.81 | 46.7678 | kWh
14.7835 | 26.3352 | 41.1187 | kWh
7.3918 | 23.279 | 30.6708 | kWh
0.94 | 22.4215 | 23.3615 | kWh
0.94 | 22.7541 | 23.6941 | kWh
0.94 | 23.3368 | 24.2768 | kWh
0.94 | 23.6162 | 24.5562 | kWh
0.94 | 23.1461 | 24.0861 | kWh
0.94 | 21.6894 | 22.6294 | kWh
0.94 | 19.9358 | 20.8758 | kWh
0.94 | 17.9945 | 18.9345 | kWh
0.94 | 14.4744 | 15.4144 | kWh
0.94 | 10.7976 | 11.7376 | kWh
7.3918 | 8.714 | 16.1057 | kWh
11.8268 | 8.1236 | 19.9504 | kWh
16.2619 | 10.0387 | 26.3005 | kWh
16.2619 | 14.8094 | 31.0713 | kWh
16.2619 | 16.9817 | 33.2435 | kWh
15.5227 | 18.4037 | 33.9264 | kWh
15.5227 | 19.8461 | 35.3688 | kWh
12.566 | 21.6026 | 34.1685 | kWh
11.8268 | 23.2891 | 35.1159 | kWh
15.5227 | 24.9711 | 40.4938 | kWh
19.9577 | 26.3319 | 46.2897 | kWh
19.9577 | 26.81 | 46.7678 | kWh
14.7835 | 26.3352 | 41.1187 | kWh
7.3918 | 23.279 | 30.6708 | kWh
0.94 | 22.4215 | 23.3615 | kWh
0.94 | 22.7541 | 23.6941 | kWh
0.94 | 23.3368 | 24.2768 | kWh
0.94 | 23.6162 | 24.5562 | kWh
0.94 | 23.1461 | 24.0861 | kWh
0.94 | 21.6894 | 22.6294 | kWh
0.94 | 19.9358 | 20.8758 | kWh
0.94 | 17.9945 | 18.9345 | kWh
0.94 | 14.4744 | 15.4144 | kWh
0.94 | 10.7976 | 11.7376 | kWh
7.3918 | 8.714 | 16.1057 | kWh
11.8268 | 8.1236 | 19.9504 | kWh
16.2619 | 10.0387 | 26.3005 | kWh
16.2619 | 14.8094 | 31.0713 | kWh
16.2619 | 16.9817 | 33.2435 | kWh
15.5227 | 18.4037 | 33.9264 | kWh
15.5227 | 19.8461 | 35.3688 | kWh
12.566 | 21.6026 | 34.1685 | kWh
11.8268 | 23.2891 | 35.1159 | kWh
15.5227 | 24.9711 | 40.4938 | kWh
19.9577 | 26.3319 | 46.2897 | kWh
19.9577 | 26.81 | 46.7678 | kWh
14.7835 | 26.3352 | 41.1187 | kWh
7.3918 | 23.279 | 30.6708 | kWh
0.94 | 22.4215 | 23.3615 | kWh
0.94 | 22.7541 | 23.6941 | kWh
0.94 | 23.3368 | 24.2768 | kWh
0.94 | 23.6162 | 24.5562 | kWh
0.94 | 23.1461 | 24.0861 | kWh
0.94 | 21.6894 | 22.6294 | kWh
0.94 | 19.9358 | 20.8758 | kWh
0.94 | 17.9945 | 18.9345 | kWh
0.94 | 14.4744 | 15.4144 | kWh
0.94 | 10.7976 | 11.7376 | kWh
7.3918 | 8.714 | 16.1057 | kWh
11.8268 | 8.1236 | 19.9504 | kWh
16.2619 | 10.0387 | 26.3005 | kWh
16.2619 | 14.8094 | 31.0713 | kWh
16.2619 | 16.9817 | 33.2435 | kWh
15.5227 | 18.4037 | 33.9264 | kWh
15.5227 | 19.8461 | 35.3688 | kWh
12.566 | 21.6026 | 34.1685 | kWh
11.8268 | 23.2891 | 35.1159 | kWh
15.5227 | 24.9711 | 40.4938 | kWh
19.9577 | 26.3319 | 46.2897 | kWh
19.9577 | 26.81 | 46.7678 | kWh
14.7835 | 26.3352 | 41.1187 | kWh
7.3918 | 23.279 | 30.6708 | kWh
0.94 | 22.4215 | 23.3615 | kWh
0.94 | 22.7541 | 23.6941 | kWh
0.94 | 23.3368 | 24.2768 | kWh
0.94 | 23.6162 | 24.5562 | kWh
0.94 | 29.3065 | 30.2465 | kWh
0.94 | 27.2091 | 28.1491 | kWh
0.94 | 24.2707 | 25.2107 | kWh
0.94 | 20.5017 | 21.4417 | kWh
0.94 | 16.5788 | 17.5188 | kWh
0.94 | 13.4014 | 14.3414 | kWh
0.94 | 10.7273 | 11.6673 | kWh
0.94 | 8.227 | 9.167 | kWh
0.94 | 6.2562 | 7.1962 | kWh
0.94 | 5.09 | 6.03 | kWh
0.94 | 5.1245 | 6.0645 | kWh
0.94 | 6.0222 | 6.9622 | kWh
0.94 | 8.2704 | 9.2104 | kWh
0.94 | 11.2802 | 12.2202 | kWh
0.94 | 14.4549 | 15.3949 | kWh
0.94 | 17.7361 | 18.6761 | kWh
0.94 | 21.1991 | 22.1391 | kWh
0.94 | 25.1191 | 26.0591 | kWh
0.94 | 28.8878 | 29.8278 | kWh
0.94 | 31.4065 | 32.3465 | kWh
0.94 | 32.7107 | 33.6507 | kWh
0.94 | 33.1482 | 34.0882 | kWh
0.94 | 32.561 | 33.501 | kWh
0.94 | 31.2065 | 32.1465 | kWh
0.94 | 29.3065 | 30.2465 | kWh
0.94 | 27.2091 | 28.1491 | kWh
0.94 | 24.2707 | 25.2107 | kWh
0.94 | 20.5017 | 21.4417 | kWh
0.94 | 16.5788 | 17.5188 | kWh
0.94 | 13.4014 | 14.3414 | kWh
0.94 | 10.7273 | 11.6673 | kWh
0.94 | 8.227 | 9.167 | kWh
0.94 | 6.2562 | 7.1962 | kWh
0.94 | 5.09 | 6.03 | kWh
0.94 | 5.1245 | 6.0645 | kWh
0.94 | 6.0222 | 6.9622 | kWh
0.94 | 8.2704 | 9.2104 | kWh
0.94 | 11.2802 | 12.2202 | kWh
0.94 | 14.4549 | 15.3949 | kWh
0.94 | 17.7361 | 18.6761 | kWh
0.94 | 21.1991 | 22.1391 | kWh
0.94 | 25.1191 | 26.0591 | kWh
0.94 | 28.8878 | 29.8278 | kWh
0.94 | 31.4065 | 32.3465 | kWh
0.94 | 32.7107 | 33.6507 | kWh
0.94 | 33.1482 | 34.0882 | kWh
0.94 | 32.561 | 33.501 | kWh
0.94 | 31.2065 | 32.1465 | kWh
0.94 | 23.1461 | 24.0861 | kWh
0.94 | 21.6894 | 22.6294 | kWh
0.94 | 19.9358 | 20.8758 | kWh
0.94 | 17.9945 | 18.9345 | kWh
0.94 | 14.4744 | 15.4144 | kWh
0.94 | 10.7976 | 11.7376 | kWh
7.3918 | 8.714 | 16.1057 | kWh
11.8268 | 8.1236 | 19.9504 | kWh
16.2619 | 10.0387 | 26.3005 | kWh
16.2619 | 14.8094 | 31.0713 | kWh
16.2619 | 16.9817 | 33.2435 | kWh
15.5227 | 18.4037 | 33.9264 | kWh
15.5227 | 19.8461 | 35.3688 | kWh
12.566 | 21.6026 | 34.1685 | kWh
11.8268 | 23.2891 | 35.1159 | kWh
15.5227 | 24.9711 | 40.4938 | kWh
19.9577 | 26.3319 | 46.2897 | kWh
19.9577 | 26.81 | 46.7678 | kWh
14.7835 | 26.3352 | 41.1187 | kWh
7.3918 | 23.279 | 30.6708 | kWh
0.94 | 22.4215 | 23.3615 | kWh
0.94 | 22.7541 | 23.6941 | kWh
0.94 | 23.3368 | 24.2768 | kWh
0.94 | 23.6162 | 24.5562 | kWh
0.94 | 23.1461 | 24.0861 | kWh
0.94 | 21.6894 | 22.6294 | kWh
0.94 | 19.9358 | 20.8758 | kWh
0.94 | 17.9945 | 18.9345 | kWh
0.94 | 14.4744 | 15.4144 | kWh
0.94 | 10.7976 | 11.7376 | kWh
7.3918 | 8.714 | 16.1057 | kWh
11.8268 | 8.1236 | 19.9504 | kWh
16.2619 | 10.0387 | 26.3005 | kWh
16.2619 | 14.8094 | 31.0713 | kWh
16.2619 | 16.9817 | 33.2435 | kWh
15.5227 | 18.4037 | 33.9264 | kWh
15.5227 | 19.8461 | 35.3688 | kWh
12.566 | 21.6026 | 34.1685 | kWh
11.8268 | 23.2891 | 35.1159 | kWh
15.5227 | 24.9711 | 40.4938 | kWh
19.9577 | 26.3319 | 46.2897 | kWh
19.9577 | 26.81 | 46.7678 | kWh
14.7835 | 26.3352 | 41.1187 | kWh
7.3918 | 23.279 | 30.6708 | kWh
0.94 | 22.4215 | 23.3615 | kWh
0.94 | 22.7541 | 23.6941 | kWh
0.94 | 23.3368 | 24.2768 | kWh
0.94 | 23.6162 | 24.5562 | kWh
0.94 | 23.1461 | 24.0861 | kWh
0.94 | 21.6894 | 22.6294 | kWh
0.94 | 19.9358 | 20.8758 | kWh
0.94 | 17.9945 | 18.9345 | kWh
0.94 | 14.4744 | 15.4144 | kWh
0.94 | 10.7976 | 11.7376 | kWh
7.3918 | 8.714 | 16.1057 | kWh
11.8268 | 8.1236 | 19.9504 | kWh
16.2619 | 10.0387 | 26.3005 | kWh
16.2619 | 14.8094 | 31.0713 | kWh
16.2619 | 16.9817 | 33.2435 | kWh
15.5227 | 18.4037 | 33.9264 | kWh
15.5227 | 19.8461 | 35.3688 | kWh
12.566 | 21.6026 | 34.1685 | kWh
11.8268 | 23.2891 | 35.1159 | kWh
15.5227 | 24.9711 | 40.4938 | kWh
19.9577 | 26.3319 | 46.2897 | kWh
19.9577 | 26.81 | 46.7678 | kWh
14.7835 | 26.3352 | 41.1187 | kWh
7.3918 | 23.279 | 30.6708 | kWh
0.94 | 22.4215 | 23.3615 | kWh
0.94 | 22.7541 | 23.6941 | kWh
0.94 | 23.3368 | 24.2768 | kWh
0.94 | 23.6162 | 24.5562 | kWh
0.94 | 23.1461 | 24.0861 | kWh
0.94 | 21.6894 | 22.6294 | kWh
0.94 | 19.9358 | 20.8758 | kWh
0.94 | 17.9945 | 18.9345 | kWh
0.94 | 14.4744 | 15.4144 | kWh
0.94 | 10.7976 | 11.7376 | kWh
7.3918 | 8.714 | 16.1057 | kWh
11.8268 | 8.1236 | 19.9504 | kWh
16.2619 | 10.0387 | 26.3005 | kWh
16.2619 | 14.8094 | 31.0713 | kWh
16.2619 | 16.9817 | 33.2435 | kWh
15.5227 | 18.4037 | 33.9264 | kWh
15.5227 | 19.8461 | 35.3688 | kWh
12.566 | 21.6026 | 34.1685 | kWh
11.8268 | 23.2891 | 35.1159 | kWh
15.5227 | 24.9711 | 40.4938 | kWh
19.9577 | 26.3319 | 46.2897 | kWh
19.9577 | 26.81 | 46.7678 | kWh
14.7835 | 26.3352 | 41.1187 | kWh
7.3918 | 23.279 | 30.6708 | kWh
0.94 | 22.4215 | 23.3615 | kWh
0.94 | 22.7541 | 23.6941 | kWh
0.94 | 23.3368 | 24.2768 | kWh
0.94 | 23.6162 | 24.5562 | kWh
0.94 | 23.1461 | 24.0861 | kWh
0.94 | 21.6894 | 22.6294 | kWh
0.94 | 19.9358 | 20.8758 | kWh
0.94 | 17.9945 | 18.9345 | kWh
0.94 | 14.4744 | 15.4144 | kWh
0.94 | 10.7976 | 11.7376 | kWh
7.3918 | 8.714 | 16.1057 | kWh
11.8268 | 8.1236 | 19.9504 | kWh
16.2619 | 10.0387 | 26.3005 | kWh
16.2619 | 14.8094 | 31.0713 | kWh
16.2619 | 16.9817 | 33.2435 | kWh
15.5227 | 18.4037 | 33.9264 | kWh
15.5227 | 19.8461 | 35.3688 | kWh
12.566 | 21.6026 | 34.1685 | kWh
11.8268 | 23.2891 | 35.1159 | kWh
15.5227 | 24.9711 | 40.4938 | kWh
19.9577 | 26.3319 | 46.2897 | kWh
19.9577 | 26.81 | 46.7678 | kWh
14.7835 | 26.3352 | 41.1187 | kWh
7.3918 | 23.279 | 30.6708 | kWh
0.94 | 22.4215 | 23.3615 | kWh
0.94 | 22.7541 | 23.6941 | kWh
0.94 | 23.3368 | 24.2768 | kWh
0.94 | 23.6162 | 24.5562 | kWh
0.94 | 29.3065 | 30.2465 | kWh
0.94 | 27.2091 | 28.1491 | kWh
0.94 | 24.2707 | 25.2107 | kWh
0.94 | 20.5017 | 21.4417 | kWh
0.94 | 16.5788 | 17.5188 | kWh
0.94 | 13.4014 | 14.3414 | kWh
0.94 | 10.7273 | 11.6673 | kWh
0.94 | 8.227 | 9.167 | kWh
0.94 | 6.2562 | 7.1962 | kWh
0.94 | 5.09 | 6.03 | kWh
0.94 | 5.1245 | 6.0645 | kWh
0.94 | 6.0222 | 6.9622 | kWh
0.94 | 8.2704 | 9.2104 | kWh
0.94 | 11.2802 | 12.2202 | kWh
0.94 | 14.4549 | 15.3949 | kWh
0.94 | 17.7361 | 18.6761 | kWh
0.94 | 21.1991 | 22.1391 | kWh
0.94 | 25.1191 | 26.0591 | kWh
0.94 | 28.8878 | 29.8278 | kWh
0.94 | 31.4065 | 32.3465 | kWh
0.94 | 32.7107 | 33.6507 | kWh
0.94 | 33.1482 | 34.0882 | kWh
0.94 | 32.561 | 33.501 | kWh
0.94 | 31.2065 | 32.1465 | kWh
0.94 | 29.3065 | 30.2465 | kWh
0.94 | 27.2091 | 28.1491 | kWh
0.94 | 24.2707 | 25.2107 | kWh
0.94 | 20.5017 | 21.4417 | kWh
0.94 | 16.5788 | 17.5188 | kWh
0.94 | 13.4014 | 14.3414 | kWh
0.94 | 10.7273 | 11.6673 | kWh
0.94 | 8.227 | 9.167 | kWh
0.94 | 6.2562 | 7.1962 | kWh
0.94 | 5.09 | 6.03 | kWh
0.94 | 5.1245 | 6.0645 | kWh
0.94 | 6.0222 | 6.9622 | kWh
0.94 | 8.2704 | 9.2104 | kWh
0.94 | 11.2802 | 12.2202 | kWh
0.94 | 14.4549 | 15.3949 | kWh
0.94 | 17.7361 | 18.6761 | kWh
0.94 | 21.1991 | 22.1391 | kWh
0.94 | 25.1191 | 26.0591 | kWh
0.94 | 28.8878 | 29.8278 | kWh
0.94 | 31.4065 | 32.3465 | kWh
0.94 | 32.7107 | 33.6507 | kWh
0.94 | 33.1482 | 34.0882 | kWh
0.94 | 32.561 | 33.501 | kWh
0.94 | 31.2065 | 32.1465 | kWh
0.94 | 23.1461 | 24.0861 | kWh
0.94 | 21.6894 | 22.6294 | kWh
0.94 | 19.9358 | 20.8758 | kWh
0.94 | 17.9945 | 18.9345 | kWh
0.94 | 14.4744 | 15.4144 | kWh
0.94 | 10.7976 | 11.7376 | kWh
7.3918 | 8.714 | 16.1057 | kWh
11.8268 | 8.1236 | 19.9504 | kWh
16.2619 | 10.0387 | 26.3005 | kWh
16.2619 | 14.8094 | 31.0713 | kWh
16.2619 | 16.9817 | 33.2435 | kWh
15.5227 | 18.4037 | 33.9264 | kWh
15.5227 | 19.8461 | 35.3688 | kWh
12.566 | 21.6026 | 34.1685 | kWh
11.8268 | 23.2891 | 35.1159 | kWh
15.5227 | 24.9711 | 40.4938 | kWh
19.9577 | 26.3319 | 46.2897 | kWh
19.9577 | 26.81 | 46.7678 | kWh
14.7835 | 26.3352 | 41.1187 | kWh
7.3918 | 23.279 | 30.6708 | kWh
0.94 | 22.4215 | 23.3615 | kWh
0.94 | 22.7541 | 23.6941 | kWh
0.94 | 23.3368 | 24.2768 | kWh
0.94 | 23.6162 | 24.5562 | kWh
0.94 | 23.1461 | 24.0861 | kWh
0.94 | 21.6894 | 22.6294 | kWh
0.94 | 19.9358 | 20.8758 | kWh
0.94 | 17.9945 | 18.9345 | kWh
0.94 | 14.4744 | 15.4144 | kWh
0.94 | 10.7976 | 11.7376 | kWh
7.3918 | 8.714 | 16.1057 | kWh
11.8268 | 8.1236 | 19.9504 | kWh
16.2619 | 10.0387 | 26.3005 | kWh
16.2619 | 14.8094 | 31.0713 | kWh
16.2619 | 16.9817 | 33.2435 | kWh
15.5227 | 18.4037 | 33.9264 | kWh
15.5227 | 19.8461 | 35.3688 | kWh
12.566 | 21.6026 | 34.1685 | kWh
11.8268 | 23.2891 | 35.1159 | kWh
15.5227 | 24.9711 | 40.4938 | kWh
19.9577 | 26.3319 | 46.2897 | kWh
19.9577 | 26.81 | 46.7678 | kWh
14.7835 | 26.3352 | 41.1187 | kWh
7.3918 | 23.279 | 30.6708 | kWh
0.94 | 22.4215 | 23.3615 | kWh
0.94 | 22.7541 | 23.6941 | kWh
0.94 | 23.3368 | 24.2768 | kWh
0.94 | 23.6162 | 24.5562 | kWh
0.94 | 23.1461 | 24.0861 | kWh
0.94 | 21.6894 | 22.6294 | kWh
0.94 | 19.9358 | 20.8758 | kWh
0.94 | 17.9945 | 18.9345 | kWh
0.94 | 14.4744 | 15.4144 | kWh
0.94 | 10.7976 | 11.7376 | kWh
7.3918 | 8.714 | 16.1057 | kWh
11.8268 | 8.1236 | 19.9504 | kWh
16.2619 | 10.0387 | 26.3005 | kWh
16.2619 | 14.8094 | 31.0713 | kWh
16.2619 | 16.9817 | 33.2435 | kWh
15.5227 | 18.4037 | 33.9264 | kWh
15.5227 | 19.8461 | 35.3688 | kWh
12.566 | 21.6026 | 34.1685 | kWh
11.8268 | 23.2891 | 35.1159 | kWh
15.5227 | 24.9711 | 40.4938 | kWh
19.9577 | 26.3319 | 46.2897 | kWh
19.9577 | 26.81 | 46.7678 | kWh
14.7835 | 26.3352 | 41.1187 | kWh
7.3918 | 23.279 | 30.6708 | kWh
0.94 | 22.4215 | 23.3615 | kWh
0.94 | 22.7541 | 23.6941 | kWh
0.94 | 23.3368 | 24.2768 | kWh
0.94 | 23.6162 | 24.5562 | kWh
0.94 | 23.1461 | 24.0861 | kWh
0.94 | 21.6894 | 22.6294 | kWh
0.94 | 19.9358 | 20.8758 | kWh
0.94 | 17.9945 | 18.9345 | kWh
0.94 | 14.4744 | 15.4144 | kWh
0.94 | 10.7976 | 11.7376 | kWh
7.3918 | 8.714 | 16.1057 | kWh
11.8268 | 8.1236 | 19.9504 | kWh
16.2619 | 10.0387 | 26.3005 | kWh
16.2619 | 14.8094 | 31.0713 | kWh
16.2619 | 16.9817 | 33.2435 | kWh
15.5227 | 18.4037 | 33.9264 | kWh
15.5227 | 19.8461 | 35.3688 | kWh
12.566 | 21.6026 | 34.1685 | kWh
11.8268 | 23.2891 | 35.1159 | kWh
15.5227 | 24.9711 | 40.4938 | kWh
19.9577 | 26.3319 | 46.2897 | kWh
19.9577 | 26.81 | 46.7678 | kWh
14.7835 | 26.3352 | 41.1187 | kWh
7.3918 | 23.279 | 30.6708 | kWh
0.94 | 22.4215 | 23.3615 | kWh
0.94 | 22.7541 | 23.6941 | kWh
0.94 | 23.3368 | 24.2768 | kWh
0.94 | 23.6162 | 24.5562 | kWh
0.94 | 23.1461 | 24.0861 | kWh
0.94 | 21.6894 | 22.6294 | kWh
0.94 | 19.9358 | 20.8758 | kWh
0.94 | 17.9945 | 18.9345 | kWh
0.94 | 14.4744 | 15.4144 | kWh
0.94 | 10.7976 | 11.7376 | kWh
7.3918 | 8.714 | 16.1057 | kWh
11.8268 | 8.1236 | 19.9504 | kWh
16.2619 | 10.0387 | 26.3005 | kWh
16.2619 | 14.8094 | 31.0713 | kWh
16.2619 | 16.9817 | 33.2435 | kWh
15.5227 | 18.4037 | 33.9264 | kWh
15.5227 | 19.8461 | 35.3688 | kWh
12.566 | 21.6026 | 34.1685 | kWh
11.8268 | 23.2891 | 35.1159 | kWh
15.5227 | 24.9711 | 40.4938 | kWh
19.9577 | 26.3319 | 46.2897 | kWh
19.9577 | 26.81 | 46.7678 | kWh
14.7835 | 26.3352 | 41.1187 | kWh
7.3918 | 23.279 | 30.6708 | kWh
0.94 | 22.4215 | 23.3615 | kWh
0.94 | 22.7541 | 23.6941 | kWh
0.94 | 23.3368 | 24.2768 | kWh
0.94 | 23.6162 | 24.5562 | kWh
0.94 | 29.3065 | 30.2465 | kWh
0.94 | 27.2091 | 28.1491 | kWh
0.94 | 24.2707 | 25.2107 | kWh
0.94 | 20.5017 | 21.4417 | kWh
0.94 | 16.5788 | 17.5188 | kWh
0.94 | 13.4014 | 14.3414 | kWh
0.94 | 10.7273 | 11.6673 | kWh
0.94 | 8.227 | 9.167 | kWh
0.94 | 6.2562 | 7.1962 | kWh
0.94 | 5.09 | 6.03 | kWh
0.94 | 5.1245 | 6.0645 | kWh
0.94 | 6.0222 | 6.9622 | kWh
0.94 | 8.2704 | 9.2104 | kWh
0.94 | 11.2802 | 12.2202 | kWh
0.94 | 14.4549 | 15.3949 | kWh
0.94 | 17.7361 | 18.6761 | kWh
0.94 | 21.1991 | 22.1391 | kWh
0.94 | 25.1191 | 26.0591 | kWh
0.94 | 28.8878 | 29.8278 | kWh
0.94 | 31.4065 | 32.3465 | kWh
0.94 | 32.7107 | 33.6507 | kWh
0.94 | 33.1482 | 34.0882 | kWh
0.94 | 32.561 | 33.501 | kWh
0.94 | 31.2065 | 32.1465 | kWh
0.94 | 29.3065 | 30.2465 | kWh
0.94 | 27.2091 | 28.1491 | kWh
0.94 | 24.2707 | 25.2107 | kWh
0.94 | 20.5017 | 21.4417 | kWh
0.94 | 16.5788 | 17.5188 | kWh
0.94 | 13.4014 | 14.3414 | kWh
0.94 | 10.7273 | 11.6673 | kWh
0.94 | 8.227 | 9.167 | kWh
0.94 | 6.2562 | 7.1962 | kWh
0.94 | 5.09 | 6.03 | kWh
0.94 | 5.1245 | 6.0645 | kWh
0.94 | 6.0222 | 6.9622 | kWh
0.94 | 8.2704 | 9.2104 | kWh
0.94 | 11.2802 | 12.2202 | kWh
0.94 | 14.4549 | 15.3949 | kWh
0.94 | 17.7361 | 18.6761 | kWh
0.94 | 21.1991 | 22.1391 | kWh
0.94 | 25.1191 | 26.0591 | kWh
0.94 | 28.8878 | 29.8278 | kWh
0.94 | 31.4065 | 32.3465 | kWh
0.94 | 32.7107 | 33.6507 | kWh
0.94 | 33.1482 | 34.0882 | kWh
0.94 | 32.561 | 33.501 | kWh
0.94 | 31.2065 | 32.1465 | kWh
0.94 | 23.1461 | 24.0861 | kWh
0.94 | 21.6894 | 22.6294 | kWh
0.94 | 19.9358 | 20.8758 | kWh
0.94 | 17.9945 | 18.9345 | kWh
0.94 | 14.4744 | 15.4144 | kWh
0.94 | 10.7976 | 11.7376 | kWh
7.3918 | 8.714 | 16.1057 | kWh
11.8268 | 8.1236 | 19.9504 | kWh
16.2619 | 10.0387 | 26.3005 | kWh
16.2619 | 14.8094 | 31.0713 | kWh
16.2619 | 16.9817 | 33.2435 | kWh
15.5227 | 18.4037 | 33.9264 | kWh
15.5227 | 19.8461 | 35.3688 | kWh
12.566 | 21.6026 | 34.1685 | kWh
11.8268 | 23.2891 | 35.1159 | kWh
15.5227 | 24.9711 | 40.4938 | kWh
19.9577 | 26.3319 | 46.2897 | kWh
19.9577 | 26.81 | 46.7678 | kWh
14.7835 | 26.3352 | 41.1187 | kWh
7.3918 | 23.279 | 30.6708 | kWh
0.94 | 22.4215 | 23.3615 | kWh
0.94 | 22.7541 | 23.6941 | kWh
0.94 | 23.3368 | 24.2768 | kWh
0.94 | 23.6162 | 24.5562 | kWh
0.94 | 23.1461 | 24.0861 | kWh
0.94 | 21.6894 | 22.6294 | kWh
0.94 | 19.9358 | 20.8758 | kWh
0.94 | 17.9945 | 18.9345 | kWh
0.94 | 14.4744 | 15.4144 | kWh
0.94 | 10.7976 | 11.7376 | kWh
7.3918 | 8.714 | 16.1057 | kWh
11.8268 | 8.1236 | 19.9504 | kWh
16.2619 | 10.0387 | 26.3005 | kWh
16.2619 | 14.8094 | 31.0713 | kWh
16.2619 | 16.9817 | 33.2435 | kWh
15.5227 | 18.4037 | 33.9264 | kWh
15.5227 | 19.8461 | 35.3688 | kWh
12.566 | 21.6026 | 34.1685 | kWh
11.8268 | 23.2891 | 35.1159 | kWh
15.5227 | 24.9711 | 40.4938 | kWh
19.9577 | 26.3319 | 46.2897 | kWh
19.9577 | 26.81 | 46.7678 | kWh
14.7835 | 26.3352 | 41.1187 | kWh
7.3918 | 23.279 | 30.6708 | kWh
0.94 | 22.4215 | 23.3615 | kWh
0.94 | 22.7541 | 23.6941 | kWh
0.94 | 23.3368 | 24.2768 | kWh
0.94 | 23.6162 | 24.5562 | kWh
0.94 | 23.1461 | 24.0861 | kWh
0.94 | 21.6894 | 22.6294 | kWh
0.94 | 19.9358 | 20.8758 | kWh
0.94 | 17.9945 | 18.9345 | kWh
0.94 | 14.4744 | 15.4144 | kWh
0.94 | 10.7976 | 11.7376 | kWh
7.3918 | 8.714 | 16.1057 | kWh
11.8268 | 8.1236 | 19.9504 | kWh
16.2619 | 10.0387 | 26.3005 | kWh
16.2619 | 14.8094 | 31.0713 | kWh
16.2619 | 16.9817 | 33.2435 | kWh
15.5227 | 18.4037 | 33.9264 | kWh
15.5227 | 19.8461 | 35.3688 | kWh
12.566 | 21.6026 | 34.1685 | kWh
11.8268 | 23.2891 | 35.1159 | kWh
15.5227 | 24.9711 | 40.4938 | kWh
19.9577 | 26.3319 | 46.2897 | kWh
19.9577 | 26.81 | 46.7678 | kWh
14.7835 | 26.3352 | 41.1187 | kWh
7.3918 | 23.279 | 30.6708 | kWh
0.94 | 22.4215 | 23.3615 | kWh
0.94 | 22.7541 | 23.6941 | kWh
0.94 | 23.3368 | 24.2768 | kWh
0.94 | 23.6162 | 24.5562 | kWh
0.94 | 23.1461 | 24.0861 | kWh
0.94 | 21.6894 | 22.6294 | kWh
0.94 | 19.9358 | 20.8758 | kWh
0.94 | 17.9945 | 18.9345 | kWh
0.94 | 14.4744 | 15.4144 | kWh
0.94 | 10.7976 | 11.7376 | kWh
7.3918 | 8.714 | 16.1057 | kWh
11.8268 | 8.1236 | 19.9504 | kWh
16.2619 | 10.0387 | 26.3005 | kWh
16.2619 | 14.8094 | 31.0713 | kWh
16.2619 | 16.9817 | 33.2435 | kWh
15.5227 | 18.4037 | 33.9264 | kWh
15.5227 | 19.8461 | 35.3688 | kWh
12.566 | 21.6026 | 34.1685 | kWh
11.8268 | 23.2891 | 35.1159 | kWh
15.5227 | 24.9711 | 40.4938 | kWh
19.9577 | 26.3319 | 46.2897 | kWh
19.9577 | 26.81 | 46.7678 | kWh
14.7835 | 26.3352 | 41.1187 | kWh
7.3918 | 23.279 | 30.6708 | kWh
0.94 | 22.4215 | 23.3615 | kWh
0.94 | 22.7541 | 23.6941 | kWh
0.94 | 23.3368 | 24.2768 | kWh
0.94 | 23.6162 | 24.5562 | kWh
0.94 | 23.1461 | 24.0861 | kWh
0.94 | 21.6894 | 22.6294 | kWh
0.94 | 19.9358 | 20.8758 | kWh
0.94 | 17.9945 | 18.9345 | kWh
0.94 | 14.4744 | 15.4144 | kWh
0.94 | 10.7976 | 11.7376 | kWh
7.3918 | 8.714 | 16.1057 | kWh
11.8268 | 8.1236 | 19.9504 | kWh
16.2619 | 10.0387 | 26.3005 | kWh
16.2619 | 14.8094 | 31.0713 | kWh
16.2619 | 16.9817 | 33.2435 | kWh
15.5227 | 18.4037 | 33.9264 | kWh
15.5227 | 19.8461 | 35.3688 | kWh
12.566 | 21.6026 | 34.1685 | kWh
11.8268 | 23.2891 | 35.1159 | kWh
15.5227 | 24.9711 | 40.4938 | kWh
19.9577 | 26.3319 | 46.2897 | kWh
19.9577 | 26.81 | 46.7678 | kWh
14.7835 | 26.3352 | 41.1187 | kWh
7.3918 | 23.279 | 30.6708 | kWh
0.94 | 22.4215 | 23.3615 | kWh
0.94 | 22.7541 | 23.6941 | kWh
0.94 | 23.3368 | 24.2768 | kWh
0.94 | 23.6162 | 24.5562 | kWh
0.94 | 29.3065 | 30.2465 | kWh
0.94 | 27.2091 | 28.1491 | kWh
0.94 | 24.2707 | 25.2107 | kWh
0.94 | 20.5017 | 21.4417 | kWh
0.94 | 16.5788 | 17.5188 | kWh
0.94 | 13.4014 | 14.3414 | kWh
0.94 | 10.7273 | 11.6673 | kWh
0.94 | 8.227 | 9.167 | kWh
0.94 | 6.2562 | 7.1962 | kWh
0.94 | 5.09 | 6.03 | kWh
0.94 | 5.1245 | 6.0645 | kWh
0.94 | 6.0222 | 6.9622 | kWh
0.94 | 8.2704 | 9.2104 | kWh
0.94 | 11.2802 | 12.2202 | kWh
0.94 | 14.4549 | 15.3949 | kWh
0.94 | 17.7361 | 18.6761 | kWh
0.94 | 21.1991 | 22.1391 | kWh
0.94 | 25.1191 | 26.0591 | kWh
0.94 | 28.8878 | 29.8278 | kWh
0.94 | 31.4065 | 32.3465 | kWh
0.94 | 32.7107 | 33.6507 | kWh
0.94 | 33.1482 | 34.0882 | kWh
0.94 | 32.561 | 33.501 | kWh
0.94 | 31.2065 | 32.1465 | kWh
0.94 | 29.3065 | 30.2465 | kWh
0.94 | 27.2091 | 28.1491 | kWh
0.94 | 24.2707 | 25.2107 | kWh
0.94 | 20.5017 | 21.4417 | kWh
0.94 | 16.5788 | 17.5188 | kWh
0.94 | 13.4014 | 14.3414 | kWh
0.94 | 10.7273 | 11.6673 | kWh
0.94 | 8.227 | 9.167 | kWh
0.94 | 6.2562 | 7.1962 | kWh
0.94 | 5.09 | 6.03 | kWh
0.94 | 5.1245 | 6.0645 | kWh
0.94 | 6.0222 | 6.9622 | kWh
0.94 | 8.2704 | 9.2104 | kWh
0.94 | 11.2802 | 12.2202 | kWh
0.94 | 14.4549 | 15.3949 | kWh
0.94 | 17.7361 | 18.6761 | kWh
0.94 | 21.1991 | 22.1391 | kWh
0.94 | 25.1191 | 26.0591 | kWh
0.94 | 28.8878 | 29.8278 | kWh
0.94 | 31.4065 | 32.3465 | kWh
0.94 | 32.7107 | 33.6507 | kWh
0.94 | 33.1482 | 34.0882 | kWh
0.94 | 32.561 | 33.501 | kWh
0.94 | 31.2065 | 32.1465 | kWh
0.94 | 23.1461 | 24.0861 | kWh
0.94 | 21.6894 | 22.6294 | kWh
0.94 | 19.9358 | 20.8758 | kWh
0.94 | 17.9945 | 18.9345 | kWh
0.94 | 14.4744 | 15.4144 | kWh
0.94 | 10.7976 | 11.7376 | kWh
7.3918 | 8.714 | 16.1057 | kWh
11.8268 | 8.1236 | 19.9504 | kWh
16.2619 | 10.0387 | 26.3005 | kWh
16.2619 | 14.8094 | 31.0713 | kWh
16.2619 | 16.9817 | 33.2435 | kWh
15.5227 | 18.4037 | 33.9264 | kWh
15.5227 | 19.8461 | 35.3688 | kWh
12.566 | 21.6026 | 34.1685 | kWh
11.8268 | 23.2891 | 35.1159 | kWh
15.5227 | 24.9711 | 40.4938 | kWh
19.9577 | 26.3319 | 46.2897 | kWh
19.9577 | 26.81 | 46.7678 | kWh
14.7835 | 26.3352 | 41.1187 | kWh
7.3918 | 23.279 | 30.6708 | kWh
0.94 | 22.4215 | 23.3615 | kWh
0.94 | 22.7541 | 23.6941 | kWh
0.94 | 23.3368 | 24.2768 | kWh
0.94 | 23.6162 | 24.5562 | kWh
0.94 | 23.1461 | 24.0861 | kWh
0.94 | 21.6894 | 22.6294 | kWh
0.94 | 19.9358 | 20.8758 | kWh
0.94 | 17.9945 | 18.9345 | kWh
0.94 | 14.4744 | 15.4144 | kWh
0.94 | 10.7976 | 11.7376 | kWh
7.3918 | 8.714 | 16.1057 | kWh
11.8268 | 8.1236 | 19.9504 | kWh
16.2619 | 10.0387 | 26.3005 | kWh
16.2619 | 14.8094 | 31.0713 | kWh
16.2619 | 16.9817 | 33.2435 | kWh
15.5227 | 18.4037 | 33.9264 | kWh
15.5227 | 19.8461 | 35.3688 | kWh
12.566 | 21.6026 | 34.1685 | kWh
11.8268 | 23.2891 | 35.1159 | kWh
15.5227 | 24.9711 | 40.4938 | kWh
19.9577 | 26.3319 | 46.2897 | kWh
19.9577 | 26.81 | 46.7678 | kWh
14.7835 | 26.3352 | 41.1187 | kWh
7.3918 | 23.279 | 30.6708 | kWh
0.94 | 22.4215 | 23.3615 | kWh
0.94 | 22.7541 | 23.6941 | kWh
0.94 | 23.3368 | 24.2768 | kWh
0.94 | 23.6162 | 24.5562 | kWh
0.94 | 23.1461 | 24.0861 | kWh
0.94 | 21.6894 | 22.6294 | kWh
0.94 | 19.9358 | 20.8758 | kWh
0.94 | 17.9945 | 18.9345 | kWh
0.94 | 14.4744 | 15.4144 | kWh
0.94 | 10.7976 | 11.7376 | kWh
7.3918 | 8.714 | 16.1057 | kWh
11.8268 | 8.1236 | 19.9504 | kWh
16.2619 | 10.0387 | 26.3005 | kWh
16.2619 | 14.8094 | 31.0713 | kWh
16.2619 | 16.9817 | 33.2435 | kWh
15.5227 | 18.4037 | 33.9264 | kWh
15.5227 | 19.8461 | 35.3688 | kWh
12.566 | 21.6026 | 34.1685 | kWh
11.8268 | 23.2891 | 35.1159 | kWh
15.5227 | 24.9711 | 40.4938 | kWh
19.9577 | 26.3319 | 46.2897 | kWh
19.9577 | 26.81 | 46.7678 | kWh
14.7835 | 26.3352 | 41.1187 | kWh
7.3918 | 23.279 | 30.6708 | kWh
0.94 | 22.4215 | 23.3615 | kWh
0.94 | 22.7541 | 23.6941 | kWh
0.94 | 23.3368 | 24.2768 | kWh
0.94 | 23.6162 | 24.5562 | kWh
0.94 | 23.1461 | 24.0861 | kWh
0.94 | 21.6894 | 22.6294 | kWh
0.94 | 19.9358 | 20.8758 | kWh
0.94 | 17.9945 | 18.9345 | kWh
0.94 | 14.4744 | 15.4144 | kWh
0.94 | 10.7976 | 11.7376 | kWh
7.3918 | 8.714 | 16.1057 | kWh
11.8268 | 8.1236 | 19.9504 | kWh
16.2619 | 10.0387 | 26.3005 | kWh
16.2619 | 14.8094 | 31.0713 | kWh
16.2619 | 16.9817 | 33.2435 | kWh
15.5227 | 18.4037 | 33.9264 | kWh
15.5227 | 19.8461 | 35.3688 | kWh
12.566 | 21.6026 | 34.1685 | kWh
11.8268 | 23.2891 | 35.1159 | kWh
15.5227 | 24.9711 | 40.4938 | kWh
19.9577 | 26.3319 | 46.2897 | kWh
19.9577 | 26.81 | 46.7678 | kWh
14.7835 | 26.3352 | 41.1187 | kWh
7.3918 | 23.279 | 30.6708 | kWh
0.94 | 22.4215 | 23.3615 | kWh
0.94 | 22.7541 | 23.6941 | kWh
0.94 | 23.3368 | 24.2768 | kWh
0.94 | 23.6162 | 24.5562 | kWh
0.94 | 23.1461 | 24.0861 | kWh
0.94 | 21.6894 | 22.6294 | kWh
0.94 | 19.9358 | 20.8758 | kWh
0.94 | 17.9945 | 18.9345 | kWh
0.94 | 14.4744 | 15.4144 | kWh
0.94 | 10.7976 | 11.7376 | kWh
7.3918 | 8.714 | 16.1057 | kWh
11.8268 | 8.1236 | 19.9504 | kWh
16.2619 | 10.0387 | 26.3005 | kWh
16.2619 | 14.8094 | 31.0713 | kWh
16.2619 | 16.9817 | 33.2435 | kWh
15.5227 | 18.4037 | 33.9264 | kWh
15.5227 | 19.8461 | 35.3688 | kWh
12.566 | 21.6026 | 34.1685 | kWh
11.8268 | 23.2891 | 35.1159 | kWh
15.5227 | 24.9711 | 40.4938 | kWh
19.9577 | 26.3319 | 46.2897 | kWh
19.9577 | 26.81 | 46.7678 | kWh
14.7835 | 26.3352 | 41.1187 | kWh
7.3918 | 23.279 | 30.6708 | kWh
0.94 | 22.4215 | 23.3615 | kWh
0.94 | 22.7541 | 23.6941 | kWh
0.94 | 23.3368 | 24.2768 | kWh
0.94 | 23.6162 | 24.5562 | kWh
0.94 | 29.3065 | 30.2465 | kWh
0.94 | 27.2091 | 28.1491 | kWh
0.94 | 24.2707 | 25.2107 | kWh
0.94 | 20.5017 | 21.4417 | kWh
0.94 | 16.5788 | 17.5188 | kWh
0.94 | 13.4014 | 14.3414 | kWh
0.94 | 10.7273 | 11.6673 | kWh
0.94 | 8.227 | 9.167 | kWh
0.94 | 6.2562 | 7.1962 | kWh
0.94 | 5.09 | 6.03 | kWh
0.94 | 5.1245 | 6.0645 | kWh
0.94 | 6.0222 | 6.9622 | kWh
0.94 | 8.2704 | 9.2104 | kWh
0.94 | 11.2802 | 12.2202 | kWh
0.94 | 14.4549 | 15.3949 | kWh
0.94 | 17.7361 | 18.6761 | kWh
0.94 | 21.1991 | 22.1391 | kWh
0.94 | 25.1191 | 26.0591 | kWh
0.94 | 28.8878 | 29.8278 | kWh
0.94 | 31.4065 | 32.3465 | kWh
0.94 | 32.7107 | 33.6507 | kWh
0.94 | 33.1482 | 34.0882 | kWh
0.94 | 32.561 | 33.501 | kWh
0.94 | 31.2065 | 32.1465 | kWh
0.94 | 29.3065 | 30.2465 | kWh
0.94 | 27.2091 | 28.1491 | kWh
0.94 | 24.2707 | 25.2107 | kWh
0.94 | 20.5017 | 21.4417 | kWh
0.94 | 16.5788 | 17.5188 | kWh
0.94 | 13.4014 | 14.3414 | kWh
0.94 | 10.7273 | 11.6673 | kWh
0.94 | 8.227 | 9.167 | kWh
0.94 | 6.2562 | 7.1962 | kWh
0.94 | 5.09 | 6.03 | kWh
0.94 | 5.1245 | 6.0645 | kWh
0.94 | 6.0222 | 6.9622 | kWh
0.94 | 8.2704 | 9.2104 | kWh
0.94 | 11.2802 | 12.2202 | kWh
0.94 | 14.4549 | 15.3949 | kWh
0.94 | 17.7361 | 18.6761 | kWh
0.94 | 21.1991 | 22.1391 | kWh
0.94 | 25.1191 | 26.0591 | kWh
0.94 | 28.8878 | 29.8278 | kWh
0.94 | 31.4065 | 32.3465 | kWh
0.94 | 32.7107 | 33.6507 | kWh
0.94 | 33.1482 | 34.0882 | kWh
0.94 | 32.561 | 33.501 | kWh
0.94 | 31.2065 | 32.1465 | kWh
0.94 | 23.1461 | 24.0861 | kWh
0.94 | 21.6894 | 22.6294 | kWh
0.94 | 19.9358 | 20.8758 | kWh
0.94 | 17.9945 | 18.9345 | kWh
0.94 | 14.4744 | 15.4144 | kWh
0.94 | 10.7976 | 11.7376 | kWh
7.3918 | 8.714 | 16.1057 | kWh
11.8268 | 8.1236 | 19.9504 | kWh
16.2619 | 10.0387 | 26.3005 | kWh
16.2619 | 14.8094 | 31.0713 | kWh
16.2619 | 16.9817 | 33.2435 | kWh
15.5227 | 18.4037 | 33.9264 | kWh
15.5227 | 19.8461 | 35.3688 | kWh
12.566 | 21.6026 | 34.1685 | kWh
11.8268 | 23.2891 | 35.1159 | kWh
15.5227 | 24.9711 | 40.4938 | kWh
19.9577 | 26.3319 | 46.2897 | kWh
19.9577 | 26.81 | 46.7678 | kWh
14.7835 | 26.3352 | 41.1187 | kWh
7.3918 | 23.279 | 30.6708 | kWh
0.94 | 22.4215 | 23.3615 | kWh
0.94 | 22.7541 | 23.6941 | kWh
0.94 | 23.3368 | 24.2768 | kWh
0.94 | 23.6162 | 24.5562 | kWh
0.94 | 23.1461 | 24.0861 | kWh
0.94 | 21.6894 | 22.6294 | kWh
0.94 | 19.9358 | 20.8758 | kWh
0.94 | 17.9945 | 18.9345 | kWh
0.94 | 14.4744 | 15.4144 | kWh
0.94 | 10.7976 | 11.7376 | kWh
7.3918 | 8.714 | 16.1057 | kWh
11.8268 | 8.1236 | 19.9504 | kWh
16.2619 | 10.0387 | 26.3005 | kWh
16.2619 | 14.8094 | 31.0713 | kWh
16.2619 | 16.9817 | 33.2435 | kWh
15.5227 | 18.4037 | 33.9264 | kWh
15.5227 | 19.8461 | 35.3688 | kWh
12.566 | 21.6026 | 34.1685 | kWh
11.8268 | 23.2891 | 35.1159 | kWh
15.5227 | 24.9711 | 40.4938 | kWh
19.9577 | 26.3319 | 46.2897 | kWh
19.9577 | 26.81 | 46.7678 | kWh
14.7835 | 26.3352 | 41.1187 | kWh
7.3918 | 23.279 | 30.6708 | kWh
0.94 | 22.4215 | 23.3615 | kWh
0.94 | 22.7541 | 23.6941 | kWh
0.94 | 23.3368 | 24.2768 | kWh
0.94 | 23.6162 | 24.5562 | kWh
0.94 | 23.1461 | 24.0861 | kWh
0.94 | 21.6894 | 22.6294 | kWh
0.94 | 19.9358 | 20.8758 | kWh
0.94 | 17.9945 | 18.9345 | kWh
0.94 | 14.4744 | 15.4144 | kWh
0.94 | 10.7976 | 11.7376 | kWh
7.3918 | 8.714 | 16.1057 | kWh
11.8268 | 8.1236 | 19.9504 | kWh
16.2619 | 10.0387 | 26.3005 | kWh
16.2619 | 14.8094 | 31.0713 | kWh
16.2619 | 16.9817 | 33.2435 | kWh
15.5227 | 18.4037 | 33.9264 | kWh
15.5227 | 19.8461 | 35.3688 | kWh
12.566 | 21.6026 | 34.1685 | kWh
11.8268 | 23.2891 | 35.1159 | kWh
15.5227 | 24.9711 | 40.4938 | kWh
19.9577 | 26.3319 | 46.2897 | kWh
19.9577 | 26.81 | 46.7678 | kWh
14.7835 | 26.3352 | 41.1187 | kWh
7.3918 | 23.279 | 30.6708 | kWh
0.94 | 22.4215 | 23.3615 | kWh
0.94 | 22.7541 | 23.6941 | kWh
0.94 | 23.3368 | 24.2768 | kWh
0.94 | 23.6162 | 24.5562 | kWh
0.94 | 23.1461 | 24.0861 | kWh
0.94 | 21.6894 | 22.6294 | kWh
0.94 | 19.9358 | 20.8758 | kWh
0.94 | 17.9945 | 18.9345 | kWh
0.94 | 14.4744 | 15.4144 | kWh
0.94 | 10.7976 | 11.7376 | kWh
7.3918 | 8.714 | 16.1057 | kWh
11.8268 | 8.1236 | 19.9504 | kWh
16.2619 | 10.0387 | 26.3005 | kWh
16.2619 | 14.8094 | 31.0713 | kWh
16.2619 | 16.9817 | 33.2435 | kWh
15.5227 | 18.4037 | 33.9264 | kWh
15.5227 | 19.8461 | 35.3688 | kWh
12.566 | 21.6026 | 34.1685 | kWh
11.8268 | 23.2891 | 35.1159 | kWh
15.5227 | 24.9711 | 40.4938 | kWh
19.9577 | 26.3319 | 46.2897 | kWh
19.9577 | 26.81 | 46.7678 | kWh
14.7835 | 26.3352 | 41.1187 | kWh
7.3918 | 23.279 | 30.6708 | kWh
0.94 | 22.4215 | 23.3615 | kWh
0.94 | 22.7541 | 23.6941 | kWh
0.94 | 23.3368 | 24.2768 | kWh
0.94 | 23.6162 | 24.5562 | kWh
0.94 | 23.1461 | 24.0861 | kWh
0.94 | 21.6894 | 22.6294 | kWh
0.94 | 19.9358 | 20.8758 | kWh
0.94 | 17.9945 | 18.9345 | kWh
0.94 | 14.4744 | 15.4144 | kWh
0.94 | 10.7976 | 11.7376 | kWh
7.3918 | 8.714 | 16.1057 | kWh
11.8268 | 8.1236 | 19.9504 | kWh
16.2619 | 10.0387 | 26.3005 | kWh
16.2619 | 14.8094 | 31.0713 | kWh
16.2619 | 16.9817 | 33.2435 | kWh
15.5227 | 18.4037 | 33.9264 | kWh
15.5227 | 19.8461 | 35.3688 | kWh
12.566 | 21.6026 | 34.1685 | kWh
11.8268 | 23.2891 | 35.1159 | kWh
15.5227 | 24.9711 | 40.4938 | kWh
19.9577 | 26.3319 | 46.2897 | kWh
19.9577 | 26.81 | 46.7678 | kWh
14.7835 | 26.3352 | 41.1187 | kWh
7.3918 | 23.279 | 30.6708 | kWh
0.94 | 22.4215 | 23.3615 | kWh
0.94 | 22.7541 | 23.6941 | kWh
0.94 | 23.3368 | 24.2768 | kWh
0.94 | 23.6162 | 24.5562 | kWh
0.94 | 29.3065 | 30.2465 | kWh
0.94 | 27.2091 | 28.1491 | kWh
0.94 | 24.2707 | 25.2107 | kWh
0.94 | 20.5017 | 21.4417 | kWh
0.94 | 16.5788 | 17.5188 | kWh
0.94 | 13.4014 | 14.3414 | kWh
0.94 | 10.7273 | 11.6673 | kWh
0.94 | 8.227 | 9.167 | kWh
0.94 | 6.2562 | 7.1962 | kWh
0.94 | 5.09 | 6.03 | kWh
0.94 | 5.1245 | 6.0645 | kWh
0.94 | 6.0222 | 6.9622 | kWh
0.94 | 8.2704 | 9.2104 | kWh
0.94 | 11.2802 | 12.2202 | kWh
0.94 | 14.4549 | 15.3949 | kWh
0.94 | 17.7361 | 18.6761 | kWh
0.94 | 21.1991 | 22.1391 | kWh
0.94 | 25.1191 | 26.0591 | kWh
0.94 | 28.8878 | 29.8278 | kWh
0.94 | 31.4065 | 32.3465 | kWh
0.94 | 32.7107 | 33.6507 | kWh
0.94 | 33.1482 | 34.0882 | kWh
0.94 | 32.561 | 33.501 | kWh
0.94 | 31.2065 | 32.1465 | kWh
0.94 | 29.3065 | 30.2465 | kWh
0.94 | 27.2091 | 28.1491 | kWh
0.94 | 24.2707 | 25.2107 | kWh
0.94 | 20.5017 | 21.4417 | kWh
0.94 | 16.5788 | 17.5188 | kWh
0.94 | 13.4014 | 14.3414 | kWh
0.94 | 10.7273 | 11.6673 | kWh
0.94 | 8.227 | 9.167 | kWh
0.94 | 6.2562 | 7.1962 | kWh
0.94 | 5.09 | 6.03 | kWh
0.94 | 5.1245 | 6.0645 | kWh
0.94 | 6.0222 | 6.9622 | kWh
0.94 | 8.2704 | 9.2104 | kWh
0.94 | 11.2802 | 12.2202 | kWh
0.94 | 14.4549 | 15.3949 | kWh
0.94 | 17.7361 | 18.6761 | kWh
0.94 | 21.1991 | 22.1391 | kWh
0.94 | 25.1191 | 26.0591 | kWh
0.94 | 28.8878 | 29.8278 | kWh
0.94 | 31.4065 | 32.3465 | kWh
0.94 | 32.7107 | 33.6507 | kWh
0.94 | 33.1482 | 34.0882 | kWh
0.94 | 32.561 | 33.501 | kWh
0.94 | 31.2065 | 32.1465 | kWh
0.94 | 23.1461 | 24.0861 | kWh
0.94 | 21.6894 | 22.6294 | kWh
0.94 | 19.9358 | 20.8758 | kWh
0.94 | 17.9945 | 18.9345 | kWh
0.94 | 14.4744 | 15.4144 | kWh
0.94 | 10.7976 | 11.7376 | kWh
7.3918 | 8.714 | 16.1057 | kWh
11.8268 | 8.1236 | 19.9504 | kWh
16.2619 | 10.0387 | 26.3005 | kWh
16.2619 | 14.8094 | 31.0713 | kWh
16.2619 | 16.9817 | 33.2435 | kWh
15.5227 | 18.4037 | 33.9264 | kWh
15.5227 | 19.8461 | 35.3688 | kWh
12.566 | 21.6026 | 34.1685 | kWh
11.8268 | 23.2891 | 35.1159 | kWh
15.5227 | 24.9711 | 40.4938 | kWh
19.9577 | 26.3319 | 46.2897 | kWh
19.9577 | 26.81 | 46.7678 | kWh
14.7835 | 26.3352 | 41.1187 | kWh
7.3918 | 23.279 | 30.6708 | kWh
0.94 | 22.4215 | 23.3615 | kWh
0.94 | 22.7541 | 23.6941 | kWh
0.94 | 23.3368 | 24.2768 | kWh
0.94 | 23.6162 | 24.5562 | kWh
0.94 | 23.1461 | 24.0861 | kWh
0.94 | 21.6894 | 22.6294 | kWh
0.94 | 19.9358 | 20.8758 | kWh
0.94 | 17.9945 | 18.9345 | kWh
0.94 | 14.4744 | 15.4144 | kWh
0.94 | 10.7976 | 11.7376 | kWh
7.3918 | 8.714 | 16.1057 | kWh
11.8268 | 8.1236 | 19.9504 | kWh
16.2619 | 10.0387 | 26.3005 | kWh
16.2619 | 14.8094 | 31.0713 | kWh
16.2619 | 16.9817 | 33.2435 | kWh
15.5227 | 18.4037 | 33.9264 | kWh
15.5227 | 19.8461 | 35.3688 | kWh
12.566 | 21.6026 | 34.1685 | kWh
11.8268 | 23.2891 | 35.1159 | kWh
15.5227 | 24.9711 | 40.4938 | kWh
19.9577 | 26.3319 | 46.2897 | kWh
19.9577 | 26.81 | 46.7678 | kWh
14.7835 | 26.3352 | 41.1187 | kWh
7.3918 | 23.279 | 30.6708 | kWh
0.94 | 22.4215 | 23.3615 | kWh
0.94 | 22.7541 | 23.6941 | kWh
0.94 | 23.3368 | 24.2768 | kWh
0.94 | 23.6162 | 24.5562 | kWh
0.94 | 23.1461 | 24.0861 | kWh
0.94 | 21.6894 | 22.6294 | kWh
0.94 | 19.9358 | 20.8758 | kWh
0.94 | 17.9945 | 18.9345 | kWh
0.94 | 14.4744 | 15.4144 | kWh
0.94 | 10.7976 | 11.7376 | kWh
7.3918 | 8.714 | 16.1057 | kWh
11.8268 | 8.1236 | 19.9504 | kWh
16.2619 | 10.0387 | 26.3005 | kWh
16.2619 | 14.8094 | 31.0713 | kWh
16.2619 | 16.9817 | 33.2435 | kWh
15.5227 | 18.4037 | 33.9264 | kWh
15.5227 | 19.8461 | 35.3688 | kWh
12.566 | 21.6026 | 34.1685 | kWh
11.8268 | 23.2891 | 35.1159 | kWh
15.5227 | 24.9711 | 40.4938 | kWh
19.9577 | 26.3319 | 46.2897 | kWh
19.9577 | 26.81 | 46.7678 | kWh
14.7835 | 26.3352 | 41.1187 | kWh
7.3918 | 23.279 | 30.6708 | kWh
0.94 | 22.4215 | 23.3615 | kWh
0.94 | 22.7541 | 23.6941 | kWh
0.94 | 23.3368 | 24.2768 | kWh
0.94 | 23.6162 | 24.5562 | kWh
0.94 | 23.1461 | 24.0861 | kWh
0.94 | 21.6894 | 22.6294 | kWh
0.94 | 19.9358 | 20.8758 | kWh
0.94 | 17.9945 | 18.9345 | kWh
0.94 | 14.4744 | 15.4144 | kWh
0.94 | 10.7976 | 11.7376 | kWh
7.3918 | 8.714 | 16.1057 | kWh
11.8268 | 8.1236 | 19.9504 | kWh
16.2619 | 10.0387 | 26.3005 | kWh
16.2619 | 14.8094 | 31.0713 | kWh
16.2619 | 16.9817 | 33.2435 | kWh
15.5227 | 18.4037 | 33.9264 | kWh
15.5227 | 19.8461 | 35.3688 | kWh
12.566 | 21.6026 | 34.1685 | kWh
11.8268 | 23.2891 | 35.1159 | kWh
15.5227 | 24.9711 | 40.4938 | kWh
19.9577 | 26.3319 | 46.2897 | kWh
19.9577 | 26.81 | 46.7678 | kWh
14.7835 | 26.3352 | 41.1187 | kWh
7.3918 | 23.279 | 30.6708 | kWh
0.94 | 22.4215 | 23.3615 | kWh
0.94 | 22.7541 | 23.6941 | kWh
0.94 | 23.3368 | 24.2768 | kWh
0.94 | 23.6162 | 24.5562 | kWh
0.94 | 23.1461 | 24.0861 | kWh
0.94 | 21.6894 | 22.6294 | kWh
0.94 | 19.9358 | 20.8758 | kWh
0.94 | 17.9945 | 18.9345 | kWh
0.94 | 14.4744 | 15.4144 | kWh
0.94 | 10.7976 | 11.7376 | kWh
7.3918 | 8.714 | 16.1057 | kWh
11.8268 | 8.1236 | 19.9504 | kWh
16.2619 | 10.0387 | 26.3005 | kWh
16.2619 | 14.8094 | 31.0713 | kWh
16.2619 | 16.9817 | 33.2435 | kWh
15.5227 | 18.4037 | 33.9264 | kWh
15.5227 | 19.8461 | 35.3688 | kWh
12.566 | 21.6026 | 34.1685 | kWh
11.8268 | 23.2891 | 35.1159 | kWh
15.5227 | 24.9711 | 40.4938 | kWh
19.9577 | 26.3319 | 46.2897 | kWh
19.9577 | 26.81 | 46.7678 | kWh
14.7835 | 26.3352 | 41.1187 | kWh
7.3918 | 23.279 | 30.6708 | kWh
0.94 | 22.4215 | 23.3615 | kWh
0.94 | 22.7541 | 23.6941 | kWh
0.94 | 23.3368 | 24.2768 | kWh
0.94 | 23.6162 | 24.5562 | kWh
0.94 | 29.3065 | 30.2465 | kWh
0.94 | 27.2091 | 28.1491 | kWh
0.94 | 24.2707 | 25.2107 | kWh
0.94 | 20.5017 | 21.4417 | kWh
0.94 | 16.5788 | 17.5188 | kWh
0.94 | 13.4014 | 14.3414 | kWh
0.94 | 10.7273 | 11.6673 | kWh
0.94 | 8.227 | 9.167 | kWh
0.94 | 6.2562 | 7.1962 | kWh
0.94 | 5.09 | 6.03 | kWh
0.94 | 5.1245 | 6.0645 | kWh
0.94 | 6.0222 | 6.9622 | kWh
0.94 | 8.2704 | 9.2104 | kWh
0.94 | 11.2802 | 12.2202 | kWh
0.94 | 14.4549 | 15.3949 | kWh
0.94 | 17.7361 | 18.6761 | kWh
0.94 | 21.1991 | 22.1391 | kWh
0.94 | 25.1191 | 26.0591 | kWh
0.94 | 28.8878 | 29.8278 | kWh
0.94 | 31.4065 | 32.3465 | kWh
0.94 | 32.7107 | 33.6507 | kWh
0.94 | 33.1482 | 34.0882 | kWh
0.94 | 32.561 | 33.501 | kWh
0.94 | 31.2065 | 32.1465 | kWh
0.94 | 29.3065 | 30.2465 | kWh
0.94 | 27.2091 | 28.1491 | kWh
0.94 | 24.2707 | 25.2107 | kWh
0.94 | 20.5017 | 21.4417 | kWh
0.94 | 16.5788 | 17.5188 | kWh
0.94 | 13.4014 | 14.3414 | kWh
0.94 | 10.7273 | 11.6673 | kWh
0.94 | 8.227 | 9.167 | kWh
0.94 | 6.2562 | 7.1962 | kWh
0.94 | 5.09 | 6.03 | kWh
0.94 | 5.1245 | 6.0645 | kWh
0.94 | 6.0222 | 6.9622 | kWh
0.94 | 8.2704 | 9.2104 | kWh
0.94 | 11.2802 | 12.2202 | kWh
0.94 | 14.4549 | 15.3949 | kWh
0.94 | 17.7361 | 18.6761 | kWh
0.94 | 21.1991 | 22.1391 | kWh
0.94 | 25.1191 | 26.0591 | kWh
0.94 | 28.8878 | 29.8278 | kWh
0.94 | 31.4065 | 32.3465 | kWh
0.94 | 32.7107 | 33.6507 | kWh
0.94 | 33.1482 | 34.0882 | kWh
0.94 | 32.561 | 33.501 | kWh
0.94 | 31.2065 | 32.1465 | kWh
0.94 | 23.1461 | 24.0861 | kWh
0.94 | 21.6894 | 22.6294 | kWh
0.94 | 19.9358 | 20.8758 | kWh
0.94 | 17.9945 | 18.9345 | kWh
0.94 | 14.4744 | 15.4144 | kWh
0.94 | 10.7976 | 11.7376 | kWh
7.3918 | 8.714 | 16.1057 | kWh
11.8268 | 8.1236 | 19.9504 | kWh
16.2619 | 10.0387 | 26.3005 | kWh
16.2619 | 14.8094 | 31.0713 | kWh
16.2619 | 16.9817 | 33.2435 | kWh
15.5227 | 18.4037 | 33.9264 | kWh
15.5227 | 19.8461 | 35.3688 | kWh
12.566 | 21.6026 | 34.1685 | kWh
11.8268 | 23.2891 | 35.1159 | kWh
15.5227 | 24.9711 | 40.4938 | kWh
19.9577 | 26.3319 | 46.2897 | kWh
19.9577 | 26.81 | 46.7678 | kWh
14.7835 | 26.3352 | 41.1187 | kWh
7.3918 | 23.279 | 30.6708 | kWh
0.94 | 22.4215 | 23.3615 | kWh
0.94 | 22.7541 | 23.6941 | kWh
0.94 | 23.3368 | 24.2768 | kWh
0.94 | 23.6162 | 24.5562 | kWh
0.94 | 23.1461 | 24.0861 | kWh
0.94 | 21.6894 | 22.6294 | kWh
0.94 | 19.9358 | 20.8758 | kWh
0.94 | 17.9945 | 18.9345 | kWh
0.94 | 14.4744 | 15.4144 | kWh
0.94 | 10.7976 | 11.7376 | kWh
7.3918 | 8.714 | 16.1057 | kWh
11.8268 | 8.1236 | 19.9504 | kWh
16.2619 | 10.0387 | 26.3005 | kWh
16.2619 | 14.8094 | 31.0713 | kWh
16.2619 | 16.9817 | 33.2435 | kWh
15.5227 | 18.4037 | 33.9264 | kWh
15.5227 | 19.8461 | 35.3688 | kWh
12.566 | 21.6026 | 34.1685 | kWh
11.8268 | 23.2891 | 35.1159 | kWh
15.5227 | 24.9711 | 40.4938 | kWh
19.9577 | 26.3319 | 46.2897 | kWh
19.9577 | 26.81 | 46.7678 | kWh
14.7835 | 26.3352 | 41.1187 | kWh
7.3918 | 23.279 | 30.6708 | kWh
0.94 | 22.4215 | 23.3615 | kWh
0.94 | 22.7541 | 23.6941 | kWh
0.94 | 23.3368 | 24.2768 | kWh
0.94 | 23.6162 | 24.5562 | kWh
0.94 | 23.1461 | 24.0861 | kWh
0.94 | 21.6894 | 22.6294 | kWh
0.94 | 19.9358 | 20.8758 | kWh
0.94 | 17.9945 | 18.9345 | kWh
0.94 | 14.4744 | 15.4144 | kWh
0.94 | 10.7976 | 11.7376 | kWh
7.3918 | 8.714 | 16.1057 | kWh
11.8268 | 8.1236 | 19.9504 | kWh
16.2619 | 10.0387 | 26.3005 | kWh
16.2619 | 14.8094 | 31.0713 | kWh
16.2619 | 16.9817 | 33.2435 | kWh
15.5227 | 18.4037 | 33.9264 | kWh
15.5227 | 19.8461 | 35.3688 | kWh
12.566 | 21.6026 | 34.1685 | kWh
11.8268 | 23.2891 | 35.1159 | kWh
15.5227 | 24.9711 | 40.4938 | kWh
19.9577 | 26.3319 | 46.2897 | kWh
19.9577 | 26.81 | 46.7678 | kWh
14.7835 | 26.3352 | 41.1187 | kWh
7.3918 | 23.279 | 30.6708 | kWh
0.94 | 22.4215 | 23.3615 | kWh
0.94 | 22.7541 | 23.6941 | kWh
0.94 | 23.3368 | 24.2768 | kWh
0.94 | 23.6162 | 24.5562 | kWh
0.94 | 23.1461 | 24.0861 | kWh
0.94 | 21.6894 | 22.6294 | kWh
0.94 | 19.9358 | 20.8758 | kWh
0.94 | 17.9945 | 18.9345 | kWh
0.94 | 14.4744 | 15.4144 | kWh
0.94 | 10.7976 | 11.7376 | kWh
7.3918 | 8.714 | 16.1057 | kWh
11.8268 | 8.1236 | 19.9504 | kWh
16.2619 | 10.0387 | 26.3005 | kWh
16.2619 | 14.8094 | 31.0713 | kWh
16.2619 | 16.9817 | 33.2435 | kWh
15.5227 | 18.4037 | 33.9264 | kWh
15.5227 | 19.8461 | 35.3688 | kWh
12.566 | 21.6026 | 34.1685 | kWh
11.8268 | 23.2891 | 35.1159 | kWh
15.5227 | 24.9711 | 40.4938 | kWh
19.9577 | 26.3319 | 46.2897 | kWh
19.9577 | 26.81 | 46.7678 | kWh
14.7835 | 26.3352 | 41.1187 | kWh
7.3918 | 23.279 | 30.6708 | kWh
0.94 | 22.4215 | 23.3615 | kWh
0.94 | 22.7541 | 23.6941 | kWh
0.94 | 23.3368 | 24.2768 | kWh
0.94 | 23.6162 | 24.5562 | kWh
0.94 | 23.1461 | 24.0861 | kWh
0.94 | 21.6894 | 22.6294 | kWh
0.94 | 19.9358 | 20.8758 | kWh
0.94 | 17.9945 | 18.9345 | kWh
0.94 | 14.4744 | 15.4144 | kWh
0.94 | 10.7976 | 11.7376 | kWh
7.3918 | 8.714 | 16.1057 | kWh
11.8268 | 8.1236 | 19.9504 | kWh
16.2619 | 10.0387 | 26.3005 | kWh
16.2619 | 14.8094 | 31.0713 | kWh
16.2619 | 16.9817 | 33.2435 | kWh
15.5227 | 18.4037 | 33.9264 | kWh
15.5227 | 19.8461 | 35.3688 | kWh
12.566 | 21.6026 | 34.1685 | kWh
11.8268 | 23.2891 | 35.1159 | kWh
15.5227 | 24.9711 | 40.4938 | kWh
19.9577 | 26.3319 | 46.2897 | kWh
19.9577 | 26.81 | 46.7678 | kWh
14.7835 | 26.3352 | 41.1187 | kWh
7.3918 | 23.279 | 30.6708 | kWh
0.94 | 22.4215 | 23.3615 | kWh
0.94 | 22.7541 | 23.6941 | kWh
0.94 | 23.3368 | 24.2768 | kWh
0.94 | 23.6162 | 24.5562 | kWh
0.94 | 29.3065 | 30.2465 | kWh
0.94 | 27.2091 | 28.1491 | kWh
0.94 | 24.2707 | 25.2107 | kWh
0.94 | 20.5017 | 21.4417 | kWh
0.94 | 16.5788 | 17.5188 | kWh
0.94 | 13.4014 | 14.3414 | kWh
0.94 | 10.7273 | 11.6673 | kWh
0.94 | 8.227 | 9.167 | kWh
0.94 | 6.2562 | 7.1962 | kWh
0.94 | 5.09 | 6.03 | kWh
0.94 | 5.1245 | 6.0645 | kWh
0.94 | 6.0222 | 6.9622 | kWh
0.94 | 8.2704 | 9.2104 | kWh
0.94 | 11.2802 | 12.2202 | kWh
0.94 | 14.4549 | 15.3949 | kWh
0.94 | 17.7361 | 18.6761 | kWh
0.94 | 21.1991 | 22.1391 | kWh
0.94 | 25.1191 | 26.0591 | kWh
0.94 | 28.8878 | 29.8278 | kWh
0.94 | 31.4065 | 32.3465 | kWh
0.94 | 32.7107 | 33.6507 | kWh
0.94 | 33.1482 | 34.0882 | kWh
0.94 | 32.561 | 33.501 | kWh
0.94 | 31.2065 | 32.1465 | kWh
0.94 | 29.3065 | 30.2465 | kWh
0.94 | 27.2091 | 28.1491 | kWh
0.94 | 24.2707 | 25.2107 | kWh
0.94 | 20.5017 | 21.4417 | kWh
0.94 | 16.5788 | 17.5188 | kWh
0.94 | 13.4014 | 14.3414 | kWh
0.94 | 10.7273 | 11.6673 | kWh
0.94 | 8.227 | 9.167 | kWh
0.94 | 6.2562 | 7.1962 | kWh
0.94 | 5.09 | 6.03 | kWh
0.94 | 5.1245 | 6.0645 | kWh
0.94 | 6.0222 | 6.9622 | kWh
0.94 | 8.2704 | 9.2104 | kWh
0.94 | 11.2802 | 12.2202 | kWh
0.94 | 14.4549 | 15.3949 | kWh
0.94 | 17.7361 | 18.6761 | kWh
0.94 | 21.1991 | 22.1391 | kWh
0.94 | 25.1191 | 26.0591 | kWh
0.94 | 28.8878 | 29.8278 | kWh
0.94 | 31.4065 | 32.3465 | kWh
0.94 | 32.7107 | 33.6507 | kWh
0.94 | 33.1482 | 34.0882 | kWh
0.94 | 32.561 | 33.501 | kWh
0.94 | 31.2065 | 32.1465 | kWh
0.94 | 23.1461 | 24.0861 | kWh
0.94 | 21.6894 | 22.6294 | kWh
0.94 | 19.9358 | 20.8758 | kWh
0.94 | 17.9945 | 18.9345 | kWh
0.94 | 14.4744 | 15.4144 | kWh
0.94 | 10.7976 | 11.7376 | kWh
7.3918 | 8.714 | 16.1057 | kWh
11.8268 | 8.1236 | 19.9504 | kWh
16.2619 | 10.0387 | 26.3005 | kWh
16.2619 | 14.8094 | 31.0713 | kWh
16.2619 | 16.9817 | 33.2435 | kWh
15.5227 | 18.4037 | 33.9264 | kWh
15.5227 | 19.8461 | 35.3688 | kWh
12.566 | 21.6026 | 34.1685 | kWh
11.8268 | 23.2891 | 35.1159 | kWh
15.5227 | 24.9711 | 40.4938 | kWh
19.9577 | 26.3319 | 46.2897 | kWh
19.9577 | 26.81 | 46.7678 | kWh
14.7835 | 26.3352 | 41.1187 | kWh
7.3918 | 23.279 | 30.6708 | kWh
0.94 | 22.4215 | 23.3615 | kWh
0.94 | 22.7541 | 23.6941 | kWh
0.94 | 23.3368 | 24.2768 | kWh
0.94 | 23.6162 | 24.5562 | kWh
0.94 | 23.1461 | 24.0861 | kWh
0.94 | 21.6894 | 22.6294 | kWh
0.94 | 19.9358 | 20.8758 | kWh
0.94 | 17.9945 | 18.9345 | kWh
0.94 | 14.4744 | 15.4144 | kWh
0.94 | 10.7976 | 11.7376 | kWh
7.3918 | 8.714 | 16.1057 | kWh
11.8268 | 8.1236 | 19.9504 | kWh
16.2619 | 10.0387 | 26.3005 | kWh
16.2619 | 14.8094 | 31.0713 | kWh
16.2619 | 16.9817 | 33.2435 | kWh
15.5227 | 18.4037 | 33.9264 | kWh
15.5227 | 19.8461 | 35.3688 | kWh
12.566 | 21.6026 | 34.1685 | kWh
11.8268 | 23.2891 | 35.1159 | kWh
15.5227 | 24.9711 | 40.4938 | kWh
19.9577 | 26.3319 | 46.2897 | kWh
19.9577 | 26.81 | 46.7678 | kWh
14.7835 | 26.3352 | 41.1187 | kWh
7.3918 | 23.279 | 30.6708 | kWh
0.94 | 22.4215 | 23.3615 | kWh
0.94 | 22.7541 | 23.6941 | kWh
0.94 | 23.3368 | 24.2768 | kWh
0.94 | 23.6162 | 24.5562 | kWh
0.94 | 23.1461 | 24.0861 | kWh
0.94 | 21.6894 | 22.6294 | kWh
0.94 | 19.9358 | 20.8758 | kWh
0.94 | 17.9945 | 18.9345 | kWh
0.94 | 14.4744 | 15.4144 | kWh
0.94 | 10.7976 | 11.7376 | kWh
7.3918 | 8.714 | 16.1057 | kWh
11.8268 | 8.1236 | 19.9504 | kWh
16.2619 | 10.0387 | 26.3005 | kWh
16.2619 | 14.8094 | 31.0713 | kWh
16.2619 | 16.9817 | 33.2435 | kWh
15.5227 | 18.4037 | 33.9264 | kWh
15.5227 | 19.8461 | 35.3688 | kWh
12.566 | 21.6026 | 34.1685 | kWh
11.8268 | 23.2891 | 35.1159 | kWh
15.5227 | 24.9711 | 40.4938 | kWh
19.9577 | 26.3319 | 46.2897 | kWh
19.9577 | 26.81 | 46.7678 | kWh
14.7835 | 26.3352 | 41.1187 | kWh
7.3918 | 23.279 | 30.6708 | kWh
0.94 | 22.4215 | 23.3615 | kWh
0.94 | 22.7541 | 23.6941 | kWh
0.94 | 23.3368 | 24.2768 | kWh
0.94 | 23.6162 | 24.5562 | kWh
0.94 | 23.1461 | 24.0861 | kWh
0.94 | 21.6894 | 22.6294 | kWh
0.94 | 19.9358 | 20.8758 | kWh
0.94 | 17.9945 | 18.9345 | kWh
0.94 | 14.4744 | 15.4144 | kWh
0.94 | 10.7976 | 11.7376 | kWh
7.3918 | 8.714 | 16.1057 | kWh
11.8268 | 8.1236 | 19.9504 | kWh
16.2619 | 10.0387 | 26.3005 | kWh
16.2619 | 14.8094 | 31.0713 | kWh
16.2619 | 16.9817 | 33.2435 | kWh
15.5227 | 18.4037 | 33.9264 | kWh
15.5227 | 19.8461 | 35.3688 | kWh
12.566 | 21.6026 | 34.1685 | kWh
11.8268 | 23.2891 | 35.1159 | kWh
15.5227 | 24.9711 | 40.4938 | kWh
19.9577 | 26.3319 | 46.2897 | kWh
19.9577 | 26.81 | 46.7678 | kWh
14.7835 | 26.3352 | 41.1187 | kWh
7.3918 | 23.279 | 30.6708 | kWh
0.94 | 22.4215 | 23.3615 | kWh
0.94 | 22.7541 | 23.6941 | kWh
0.94 | 23.3368 | 24.2768 | kWh
0.94 | 23.6162 | 24.5562 | kWh
0.94 | 23.1461 | 24.0861 | kWh
0.94 | 21.6894 | 22.6294 | kWh
0.94 | 19.9358 | 20.8758 | kWh
0.94 | 17.9945 | 18.9345 | kWh
0.94 | 14.4744 | 15.4144 | kWh
0.94 | 10.7976 | 11.7376 | kWh
7.3918 | 8.714 | 16.1057 | kWh
11.8268 | 8.1236 | 19.9504 | kWh
16.2619 | 10.0387 | 26.3005 | kWh
16.2619 | 14.8094 | 31.0713 | kWh
16.2619 | 16.9817 | 33.2435 | kWh
15.5227 | 18.4037 | 33.9264 | kWh
15.5227 | 19.8461 | 35.3688 | kWh
12.566 | 21.6026 | 34.1685 | kWh
11.8268 | 23.2891 | 35.1159 | kWh
15.5227 | 24.9711 | 40.4938 | kWh
19.9577 | 26.3319 | 46.2897 | kWh
19.9577 | 26.81 | 46.7678 | kWh
14.7835 | 26.3352 | 41.1187 | kWh
7.3918 | 23.279 | 30.6708 | kWh
0.94 | 22.4215 | 23.3615 | kWh
0.94 | 22.7541 | 23.6941 | kWh
0.94 | 23.3368 | 24.2768 | kWh
0.94 | 23.6162 | 24.5562 | kWh
0.94 | 29.3065 | 30.2465 | kWh
0.94 | 27.2091 | 28.1491 | kWh
0.94 | 24.2707 | 25.2107 | kWh
0.94 | 20.5017 | 21.4417 | kWh
0.94 | 16.5788 | 17.5188 | kWh
0.94 | 13.4014 | 14.3414 | kWh
0.94 | 10.7273 | 11.6673 | kWh
0.94 | 8.227 | 9.167 | kWh
0.94 | 6.2562 | 7.1962 | kWh
0.94 | 5.09 | 6.03 | kWh
0.94 | 5.1245 | 6.0645 | kWh
0.94 | 6.0222 | 6.9622 | kWh
0.94 | 8.2704 | 9.2104 | kWh
0.94 | 11.2802 | 12.2202 | kWh
0.94 | 14.4549 | 15.3949 | kWh
0.94 | 17.7361 | 18.6761 | kWh
0.94 | 21.1991 | 22.1391 | kWh
0.94 | 25.1191 | 26.0591 | kWh
0.94 | 28.8878 | 29.8278 | kWh
0.94 | 31.4065 | 32.3465 | kWh
0.94 | 32.7107 | 33.6507 | kWh
0.94 | 33.1482 | 34.0882 | kWh
0.94 | 32.561 | 33.501 | kWh
0.94 | 31.2065 | 32.1465 | kWh
0.94 | 29.3065 | 30.2465 | kWh
0.94 | 27.2091 | 28.1491 | kWh
0.94 | 24.2707 | 25.2107 | kWh
0.94 | 20.5017 | 21.4417 | kWh
0.94 | 16.5788 | 17.5188 | kWh
0.94 | 13.4014 | 14.3414 | kWh
0.94 | 10.7273 | 11.6673 | kWh
0.94 | 8.227 | 9.167 | kWh
0.94 | 6.2562 | 7.1962 | kWh
0.94 | 5.09 | 6.03 | kWh
0.94 | 5.1245 | 6.0645 | kWh
0.94 | 6.0222 | 6.9622 | kWh
0.94 | 8.2704 | 9.2104 | kWh
0.94 | 11.2802 | 12.2202 | kWh
0.94 | 14.4549 | 15.3949 | kWh
0.94 | 17.7361 | 18.6761 | kWh
0.94 | 21.1991 | 22.1391 | kWh
0.94 | 25.1191 | 26.0591 | kWh
0.94 | 28.8878 | 29.8278 | kWh
0.94 | 31.4065 | 32.3465 | kWh
0.94 | 32.7107 | 33.6507 | kWh
0.94 | 33.1482 | 34.0882 | kWh
0.94 | 32.561 | 33.501 | kWh
0.94 | 31.2065 | 32.1465 | kWh
0.94 | 23.1461 | 24.0861 | kWh
0.94 | 21.6894 | 22.6294 | kWh
0.94 | 19.9358 | 20.8758 | kWh
0.94 | 17.9945 | 18.9345 | kWh
0.94 | 14.4744 | 15.4144 | kWh
0.94 | 10.7976 | 11.7376 | kWh
7.3918 | 8.714 | 16.1057 | kWh
11.8268 | 8.1236 | 19.9504 | kWh
16.2619 | 10.0387 | 26.3005 | kWh
16.2619 | 14.8094 | 31.0713 | kWh
16.2619 | 16.9817 | 33.2435 | kWh
15.5227 | 18.4037 | 33.9264 | kWh
15.5227 | 19.8461 | 35.3688 | kWh
12.566 | 21.6026 | 34.1685 | kWh
11.8268 | 23.2891 | 35.1159 | kWh
15.5227 | 24.9711 | 40.4938 | kWh
19.9577 | 26.3319 | 46.2897 | kWh
19.9577 | 26.81 | 46.7678 | kWh
14.7835 | 26.3352 | 41.1187 | kWh
7.3918 | 23.279 | 30.6708 | kWh
0.94 | 22.4215 | 23.3615 | kWh
0.94 | 22.7541 | 23.6941 | kWh
0.94 | 23.3368 | 24.2768 | kWh
0.94 | 23.6162 | 24.5562 | kWh
0.94 | 23.1461 | 24.0861 | kWh
0.94 | 21.6894 | 22.6294 | kWh
0.94 | 19.9358 | 20.8758 | kWh
0.94 | 17.9945 | 18.9345 | kWh
0.94 | 14.4744 | 15.4144 | kWh
0.94 | 10.7976 | 11.7376 | kWh
7.3918 | 8.714 | 16.1057 | kWh
11.8268 | 8.1236 | 19.9504 | kWh
16.2619 | 10.0387 | 26.3005 | kWh
16.2619 | 14.8094 | 31.0713 | kWh
16.2619 | 16.9817 | 33.2435 | kWh
15.5227 | 18.4037 | 33.9264 | kWh
15.5227 | 19.8461 | 35.3688 | kWh
12.566 | 21.6026 | 34.1685 | kWh
11.8268 | 23.2891 | 35.1159 | kWh
15.5227 | 24.9711 | 40.4938 | kWh
19.9577 | 26.3319 | 46.2897 | kWh
19.9577 | 26.81 | 46.7678 | kWh
14.7835 | 26.3352 | 41.1187 | kWh
7.3918 | 23.279 | 30.6708 | kWh
0.94 | 22.4215 | 23.3615 | kWh
0.94 | 22.7541 | 23.6941 | kWh
0.94 | 23.3368 | 24.2768 | kWh
0.94 | 23.6162 | 24.5562 | kWh
0.94 | 23.1461 | 24.0861 | kWh
0.94 | 21.6894 | 22.6294 | kWh
0.94 | 19.9358 | 20.8758 | kWh
0.94 | 17.9945 | 18.9345 | kWh
0.94 | 14.4744 | 15.4144 | kWh
0.94 | 10.7976 | 11.7376 | kWh
7.3918 | 8.714 | 16.1057 | kWh
11.8268 | 8.1236 | 19.9504 | kWh
16.2619 | 10.0387 | 26.3005 | kWh
16.2619 | 14.8094 | 31.0713 | kWh
16.2619 | 16.9817 | 33.2435 | kWh
15.5227 | 18.4037 | 33.9264 | kWh
15.5227 | 19.8461 | 35.3688 | kWh
12.566 | 21.6026 | 34.1685 | kWh
11.8268 | 23.2891 | 35.1159 | kWh
15.5227 | 24.9711 | 40.4938 | kWh
19.9577 | 26.3319 | 46.2897 | kWh
19.9577 | 26.81 | 46.7678 | kWh
14.7835 | 26.3352 | 41.1187 | kWh
7.3918 | 23.279 | 30.6708 | kWh
0.94 | 22.4215 | 23.3615 | kWh
0.94 | 22.7541 | 23.6941 | kWh
0.94 | 23.3368 | 24.2768 | kWh
0.94 | 23.6162 | 24.5562 | kWh
0.94 | 23.1461 | 24.0861 | kWh
0.94 | 21.6894 | 22.6294 | kWh
0.94 | 19.9358 | 20.8758 | kWh
0.94 | 17.9945 | 18.9345 | kWh
0.94 | 14.4744 | 15.4144 | kWh
0.94 | 10.7976 | 11.7376 | kWh
7.3918 | 8.714 | 16.1057 | kWh
11.8268 | 8.1236 | 19.9504 | kWh
16.2619 | 10.0387 | 26.3005 | kWh
16.2619 | 14.8094 | 31.0713 | kWh
16.2619 | 16.9817 | 33.2435 | kWh
15.5227 | 18.4037 | 33.9264 | kWh
15.5227 | 19.8461 | 35.3688 | kWh
12.566 | 21.6026 | 34.1685 | kWh
11.8268 | 23.2891 | 35.1159 | kWh
15.5227 | 24.9711 | 40.4938 | kWh
19.9577 | 26.3319 | 46.2897 | kWh
19.9577 | 26.81 | 46.7678 | kWh
14.7835 | 26.3352 | 41.1187 | kWh
7.3918 | 23.279 | 30.6708 | kWh
0.94 | 22.4215 | 23.3615 | kWh
0.94 | 22.7541 | 23.6941 | kWh
0.94 | 23.3368 | 24.2768 | kWh
0.94 | 23.6162 | 24.5562 | kWh
0.94 | 23.1461 | 24.0861 | kWh
0.94 | 21.6894 | 22.6294 | kWh
0.94 | 19.9358 | 20.8758 | kWh
0.94 | 17.9945 | 18.9345 | kWh
0.94 | 14.4744 | 15.4144 | kWh
0.94 | 10.7976 | 11.7376 | kWh
7.3918 | 8.714 | 16.1057 | kWh
11.8268 | 8.1236 | 19.9504 | kWh
16.2619 | 10.0387 | 26.3005 | kWh
16.2619 | 14.8094 | 31.0713 | kWh
16.2619 | 16.9817 | 33.2435 | kWh
15.5227 | 18.4037 | 33.9264 | kWh
15.5227 | 19.8461 | 35.3688 | kWh
12.566 | 21.6026 | 34.1685 | kWh
11.8268 | 23.2891 | 35.1159 | kWh
15.5227 | 24.9711 | 40.4938 | kWh
19.9577 | 26.3319 | 46.2897 | kWh
19.9577 | 26.81 | 46.7678 | kWh
14.7835 | 26.3352 | 41.1187 | kWh
7.3918 | 23.279 | 30.6708 | kWh
0.94 | 22.4215 | 23.3615 | kWh
0.94 | 22.7541 | 23.6941 | kWh
0.94 | 23.3368 | 24.2768 | kWh
0.94 | 23.6162 | 24.5562 | kWh
0.94 | 29.3065 | 30.2465 | kWh
0.94 | 27.2091 | 28.1491 | kWh
0.94 | 24.2707 | 25.2107 | kWh
0.94 | 20.5017 | 21.4417 | kWh
0.94 | 16.5788 | 17.5188 | kWh
0.94 | 13.4014 | 14.3414 | kWh
0.94 | 10.7273 | 11.6673 | kWh
0.94 | 8.227 | 9.167 | kWh
0.94 | 6.2562 | 7.1962 | kWh
0.94 | 5.09 | 6.03 | kWh
0.94 | 5.1245 | 6.0645 | kWh
0.94 | 6.0222 | 6.9622 | kWh
0.94 | 8.2704 | 9.2104 | kWh
0.94 | 11.2802 | 12.2202 | kWh
0.94 | 14.4549 | 15.3949 | kWh
0.94 | 17.7361 | 18.6761 | kWh
0.94 | 21.1991 | 22.1391 | kWh
0.94 | 25.1191 | 26.0591 | kWh
0.94 | 28.8878 | 29.8278 | kWh
0.94 | 31.4065 | 32.3465 | kWh
0.94 | 32.7107 | 33.6507 | kWh
0.94 | 33.1482 | 34.0882 | kWh
0.94 | 32.561 | 33.501 | kWh
0.94 | 31.2065 | 32.1465 | kWh
0.94 | 29.3065 | 30.2465 | kWh
0.94 | 27.2091 | 28.1491 | kWh
0.94 | 24.2707 | 25.2107 | kWh
0.94 | 20.5017 | 21.4417 | kWh
0.94 | 16.5788 | 17.5188 | kWh
0.94 | 13.4014 | 14.3414 | kWh
0.94 | 10.7273 | 11.6673 | kWh
0.94 | 8.227 | 9.167 | kWh
0.94 | 6.2562 | 7.1962 | kWh
0.94 | 5.09 | 6.03 | kWh
0.94 | 5.1245 | 6.0645 | kWh
0.94 | 6.0222 | 6.9622 | kWh
0.94 | 8.2704 | 9.2104 | kWh
0.94 | 11.2802 | 12.2202 | kWh
0.94 | 14.4549 | 15.3949 | kWh
0.94 | 17.7361 | 18.6761 | kWh
0.94 | 21.1991 | 22.1391 | kWh
0.94 | 25.1191 | 26.0591 | kWh
0.94 | 28.8878 | 29.8278 | kWh
0.94 | 31.4065 | 32.3465 | kWh
0.94 | 32.7107 | 33.6507 | kWh
0.94 | 33.1482 | 34.0882 | kWh
0.94 | 32.561 | 33.501 | kWh
0.94 | 31.2065 | 32.1465 | kWh
0.94 | 23.1461 | 24.0861 | kWh
0.94 | 21.6894 | 22.6294 | kWh
0.94 | 19.9358 | 20.8758 | kWh
0.94 | 17.9945 | 18.9345 | kWh
0.94 | 14.4744 | 15.4144 | kWh
0.94 | 10.7976 | 11.7376 | kWh
7.3918 | 8.714 | 16.1057 | kWh
11.8268 | 8.1236 | 19.9504 | kWh
16.2619 | 10.0387 | 26.3005 | kWh
16.2619 | 14.8094 | 31.0713 | kWh
16.2619 | 16.9817 | 33.2435 | kWh
15.5227 | 18.4037 | 33.9264 | kWh
15.5227 | 19.8461 | 35.3688 | kWh
12.566 | 21.6026 | 34.1685 | kWh
11.8268 | 23.2891 | 35.1159 | kWh
15.5227 | 24.9711 | 40.4938 | kWh
19.9577 | 26.3319 | 46.2897 | kWh
19.9577 | 26.81 | 46.7678 | kWh
14.7835 | 26.3352 | 41.1187 | kWh
7.3918 | 23.279 | 30.6708 | kWh
0.94 | 22.4215 | 23.3615 | kWh
0.94 | 22.7541 | 23.6941 | kWh
0.94 | 23.3368 | 24.2768 | kWh
0.94 | 23.6162 | 24.5562 | kWh
0.94 | 23.1461 | 24.0861 | kWh
0.94 | 21.6894 | 22.6294 | kWh
0.94 | 19.9358 | 20.8758 | kWh
0.94 | 17.9945 | 18.9345 | kWh
0.94 | 14.4744 | 15.4144 | kWh
0.94 | 10.7976 | 11.7376 | kWh
7.3918 | 8.714 | 16.1057 | kWh
11.8268 | 8.1236 | 19.9504 | kWh
16.2619 | 10.0387 | 26.3005 | kWh
16.2619 | 14.8094 | 31.0713 | kWh
16.2619 | 16.9817 | 33.2435 | kWh
15.5227 | 18.4037 | 33.9264 | kWh
15.5227 | 19.8461 | 35.3688 | kWh
12.566 | 21.6026 | 34.1685 | kWh
11.8268 | 23.2891 | 35.1159 | kWh
15.5227 | 24.9711 | 40.4938 | kWh
19.9577 | 26.3319 | 46.2897 | kWh
19.9577 | 26.81 | 46.7678 | kWh
14.7835 | 26.3352 | 41.1187 | kWh
7.3918 | 23.279 | 30.6708 | kWh
0.94 | 22.4215 | 23.3615 | kWh
0.94 | 22.7541 | 23.6941 | kWh
0.94 | 23.3368 | 24.2768 | kWh
0.94 | 23.6162 | 24.5562 | kWh
0.94 | 23.1461 | 24.0861 | kWh
0.94 | 21.6894 | 22.6294 | kWh
0.94 | 19.9358 | 20.8758 | kWh
0.94 | 17.9945 | 18.9345 | kWh
0.94 | 14.4744 | 15.4144 | kWh
0.94 | 10.7976 | 11.7376 | kWh
7.3918 | 8.714 | 16.1057 | kWh
11.8268 | 8.1236 | 19.9504 | kWh
16.2619 | 10.0387 | 26.3005 | kWh
16.2619 | 14.8094 | 31.0713 | kWh
16.2619 | 16.9817 | 33.2435 | kWh
15.5227 | 18.4037 | 33.9264 | kWh
15.5227 | 19.8461 | 35.3688 | kWh
12.566 | 21.6026 | 34.1685 | kWh
11.8268 | 23.2891 | 35.1159 | kWh
15.5227 | 24.9711 | 40.4938 | kWh
19.9577 | 26.3319 | 46.2897 | kWh
19.9577 | 26.81 | 46.7678 | kWh
14.7835 | 26.3352 | 41.1187 | kWh
7.3918 | 23.279 | 30.6708 | kWh
0.94 | 22.4215 | 23.3615 | kWh
0.94 | 22.7541 | 23.6941 | kWh
0.94 | 23.3368 | 24.2768 | kWh
0.94 | 23.6162 | 24.5562 | kWh
0.94 | 23.1461 | 24.0861 | kWh
0.94 | 21.6894 | 22.6294 | kWh
0.94 | 19.9358 | 20.8758 | kWh
0.94 | 17.9945 | 18.9345 | kWh
0.94 | 14.4744 | 15.4144 | kWh
0.94 | 10.7976 | 11.7376 | kWh
7.3918 | 8.714 | 16.1057 | kWh
11.8268 | 8.1236 | 19.9504 | kWh
16.2619 | 10.0387 | 26.3005 | kWh
16.2619 | 14.8094 | 31.0713 | kWh
16.2619 | 16.9817 | 33.2435 | kWh
15.5227 | 18.4037 | 33.9264 | kWh
15.5227 | 19.8461 | 35.3688 | kWh
12.566 | 21.6026 | 34.1685 | kWh
11.8268 | 23.2891 | 35.1159 | kWh
15.5227 | 24.9711 | 40.4938 | kWh
19.9577 | 26.3319 | 46.2897 | kWh
19.9577 | 26.81 | 46.7678 | kWh
14.7835 | 26.3352 | 41.1187 | kWh
7.3918 | 23.279 | 30.6708 | kWh
0.94 | 22.4215 | 23.3615 | kWh
0.94 | 22.7541 | 23.6941 | kWh
0.94 | 23.3368 | 24.2768 | kWh
0.94 | 23.6162 | 24.5562 | kWh
0.94 | 23.1461 | 24.0861 | kWh
0.94 | 21.6894 | 22.6294 | kWh
0.94 | 19.9358 | 20.8758 | kWh
0.94 | 17.9945 | 18.9345 | kWh
0.94 | 14.4744 | 15.4144 | kWh
0.94 | 10.7976 | 11.7376 | kWh
7.3918 | 8.714 | 16.1057 | kWh
11.8268 | 8.1236 | 19.9504 | kWh
16.2619 | 10.0387 | 26.3005 | kWh
16.2619 | 14.8094 | 31.0713 | kWh
16.2619 | 16.9817 | 33.2435 | kWh
15.5227 | 18.4037 | 33.9264 | kWh
15.5227 | 19.8461 | 35.3688 | kWh
12.566 | 21.6026 | 34.1685 | kWh
11.8268 | 23.2891 | 35.1159 | kWh
15.5227 | 24.9711 | 40.4938 | kWh
19.9577 | 26.3319 | 46.2897 | kWh
19.9577 | 26.81 | 46.7678 | kWh
14.7835 | 26.3352 | 41.1187 | kWh
7.3918 | 23.279 | 30.6708 | kWh
0.94 | 22.4215 | 23.3615 | kWh
0.94 | 22.7541 | 23.6941 | kWh
0.94 | 23.3368 | 24.2768 | kWh
0.94 | 23.6162 | 24.5562 | kWh
0.94 | 29.3065 | 30.2465 | kWh
0.94 | 27.2091 | 28.1491 | kWh
0.94 | 24.2707 | 25.2107 | kWh
0.94 | 20.5017 | 21.4417 | kWh
0.94 | 16.5788 | 17.5188 | kWh
0.94 | 13.4014 | 14.3414 | kWh
0.94 | 10.7273 | 11.6673 | kWh
0.94 | 8.227 | 9.167 | kWh
0.94 | 6.2562 | 7.1962 | kWh
0.94 | 5.09 | 6.03 | kWh
0.94 | 5.1245 | 6.0645 | kWh
0.94 | 6.0222 | 6.9622 | kWh
0.94 | 8.2704 | 9.2104 | kWh
0.94 | 11.2802 | 12.2202 | kWh
0.94 | 14.4549 | 15.3949 | kWh
0.94 | 17.7361 | 18.6761 | kWh
0.94 | 21.1991 | 22.1391 | kWh
0.94 | 25.1191 | 26.0591 | kWh
0.94 | 28.8878 | 29.8278 | kWh
0.94 | 31.4065 | 32.3465 | kWh
0.94 | 32.7107 | 33.6507 | kWh
0.94 | 33.1482 | 34.0882 | kWh
0.94 | 32.561 | 33.501 | kWh
0.94 | 31.2065 | 32.1465 | kWh
0.94 | 29.3065 | 30.2465 | kWh
0.94 | 27.2091 | 28.1491 | kWh
0.94 | 24.2707 | 25.2107 | kWh
0.94 | 20.5017 | 21.4417 | kWh
0.94 | 16.5788 | 17.5188 | kWh
0.94 | 13.4014 | 14.3414 | kWh
0.94 | 10.7273 | 11.6673 | kWh
0.94 | 8.227 | 9.167 | kWh
0.94 | 6.2562 | 7.1962 | kWh
0.94 | 5.09 | 6.03 | kWh
0.94 | 5.1245 | 6.0645 | kWh
0.94 | 6.0222 | 6.9622 | kWh
0.94 | 8.2704 | 9.2104 | kWh
0.94 | 11.2802 | 12.2202 | kWh
0.94 | 14.4549 | 15.3949 | kWh
0.94 | 17.7361 | 18.6761 | kWh
0.94 | 21.1991 | 22.1391 | kWh
0.94 | 25.1191 | 26.0591 | kWh
0.94 | 28.8878 | 29.8278 | kWh
0.94 | 31.4065 | 32.3465 | kWh
0.94 | 32.7107 | 33.6507 | kWh
0.94 | 33.1482 | 34.0882 | kWh
0.94 | 32.561 | 33.501 | kWh
0.94 | 31.2065 | 32.1465 | kWh
0.94 | 23.1461 | 24.0861 | kWh
0.94 | 21.6894 | 22.6294 | kWh
0.94 | 19.9358 | 20.8758 | kWh
0.94 | 17.9945 | 18.9345 | kWh
0.94 | 14.4744 | 15.4144 | kWh
0.94 | 10.7976 | 11.7376 | kWh
7.3918 | 8.714 | 16.1057 | kWh
11.8268 | 8.1236 | 19.9504 | kWh
16.2619 | 10.0387 | 26.3005 | kWh
16.2619 | 14.8094 | 31.0713 | kWh
16.2619 | 16.9817 | 33.2435 | kWh
15.5227 | 18.4037 | 33.9264 | kWh
15.5227 | 19.8461 | 35.3688 | kWh
12.566 | 21.6026 | 34.1685 | kWh
11.8268 | 23.2891 | 35.1159 | kWh
15.5227 | 24.9711 | 40.4938 | kWh
19.9577 | 26.3319 | 46.2897 | kWh
19.9577 | 26.81 | 46.7678 | kWh
14.7835 | 26.3352 | 41.1187 | kWh
7.3918 | 23.279 | 30.6708 | kWh
0.94 | 22.4215 | 23.3615 | kWh
0.94 | 22.7541 | 23.6941 | kWh
0.94 | 23.3368 | 24.2768 | kWh
0.94 | 23.6162 | 24.5562 | kWh
0.94 | 23.1461 | 24.0861 | kWh
0.94 | 21.6894 | 22.6294 | kWh
0.94 | 19.9358 | 20.8758 | kWh
0.94 | 17.9945 | 18.9345 | kWh
0.94 | 14.4744 | 15.4144 | kWh
0.94 | 10.7976 | 11.7376 | kWh
7.3918 | 8.714 | 16.1057 | kWh
11.8268 | 8.1236 | 19.9504 | kWh
16.2619 | 10.0387 | 26.3005 | kWh
16.2619 | 14.8094 | 31.0713 | kWh
16.2619 | 16.9817 | 33.2435 | kWh
15.5227 | 18.4037 | 33.9264 | kWh
15.5227 | 19.8461 | 35.3688 | kWh
12.566 | 21.6026 | 34.1685 | kWh
11.8268 | 23.2891 | 35.1159 | kWh
15.5227 | 24.9711 | 40.4938 | kWh
19.9577 | 26.3319 | 46.2897 | kWh
19.9577 | 26.81 | 46.7678 | kWh
14.7835 | 26.3352 | 41.1187 | kWh
7.3918 | 23.279 | 30.6708 | kWh
0.94 | 22.4215 | 23.3615 | kWh
0.94 | 22.7541 | 23.6941 | kWh
0.94 | 23.3368 | 24.2768 | kWh
0.94 | 23.6162 | 24.5562 | kWh
0.94 | 23.1461 | 24.0861 | kWh
0.94 | 21.6894 | 22.6294 | kWh
0.94 | 19.9358 | 20.8758 | kWh
0.94 | 17.9945 | 18.9345 | kWh
0.94 | 14.4744 | 15.4144 | kWh
0.94 | 10.7976 | 11.7376 | kWh
7.3918 | 8.714 | 16.1057 | kWh
11.8268 | 8.1236 | 19.9504 | kWh
16.2619 | 10.0387 | 26.3005 | kWh
16.2619 | 14.8094 | 31.0713 | kWh
16.2619 | 16.9817 | 33.2435 | kWh
15.5227 | 18.4037 | 33.9264 | kWh
15.5227 | 19.8461 | 35.3688 | kWh
12.566 | 21.6026 | 34.1685 | kWh
11.8268 | 23.2891 | 35.1159 | kWh
15.5227 | 24.9711 | 40.4938 | kWh
19.9577 | 26.3319 | 46.2897 | kWh
19.9577 | 26.81 | 46.7678 | kWh
14.7835 | 26.3352 | 41.1187 | kWh
7.3918 | 23.279 | 30.6708 | kWh
0.94 | 22.4215 | 23.3615 | kWh
0.94 | 22.7541 | 23.6941 | kWh
0.94 | 23.3368 | 24.2768 | kWh
0.94 | 23.6162 | 24.5562 | kWh
0.94 | 23.1461 | 24.0861 | kWh
0.94 | 21.6894 | 22.6294 | kWh
0.94 | 19.9358 | 20.8758 | kWh
0.94 | 17.9945 | 18.9345 | kWh
0.94 | 14.4744 | 15.4144 | kWh
0.94 | 10.7976 | 11.7376 | kWh
7.3918 | 8.714 | 16.1057 | kWh
11.8268 | 8.1236 | 19.9504 | kWh
16.2619 | 10.0387 | 26.3005 | kWh
16.2619 | 14.8094 | 31.0713 | kWh
16.2619 | 16.9817 | 33.2435 | kWh
15.5227 | 18.4037 | 33.9264 | kWh
15.5227 | 19.8461 | 35.3688 | kWh
12.566 | 21.6026 | 34.1685 | kWh
11.8268 | 23.2891 | 35.1159 | kWh
15.5227 | 24.9711 | 40.4938 | kWh
19.9577 | 26.3319 | 46.2897 | kWh
19.9577 | 26.81 | 46.7678 | kWh
14.7835 | 26.3352 | 41.1187 | kWh
7.3918 | 23.279 | 30.6708 | kWh
0.94 | 22.4215 | 23.3615 | kWh
0.94 | 22.7541 | 23.6941 | kWh
0.94 | 23.3368 | 24.2768 | kWh
0.94 | 23.6162 | 24.5562 | kWh
0.94 | 23.1461 | 24.0861 | kWh
0.94 | 21.6894 | 22.6294 | kWh
0.94 | 19.9358 | 20.8758 | kWh
0.94 | 17.9945 | 18.9345 | kWh
0.94 | 14.4744 | 15.4144 | kWh
0.94 | 10.7976 | 11.7376 | kWh
7.3918 | 8.714 | 16.1057 | kWh
11.8268 | 8.1236 | 19.9504 | kWh
16.2619 | 10.0387 | 26.3005 | kWh
16.2619 | 14.8094 | 31.0713 | kWh
16.2619 | 16.9817 | 33.2435 | kWh
15.5227 | 18.4037 | 33.9264 | kWh
15.5227 | 19.8461 | 35.3688 | kWh
12.566 | 21.6026 | 34.1685 | kWh
11.8268 | 23.2891 | 35.1159 | kWh
15.5227 | 24.9711 | 40.4938 | kWh
19.9577 | 26.3319 | 46.2897 | kWh
19.9577 | 26.81 | 46.7678 | kWh
14.7835 | 26.3352 | 41.1187 | kWh
7.3918 | 23.279 | 30.6708 | kWh
0.94 | 22.4215 | 23.3615 | kWh
0.94 | 22.7541 | 23.6941 | kWh
0.94 | 23.3368 | 24.2768 | kWh
0.94 | 23.6162 | 24.5562 | kWh
0.94 | 29.3065 | 30.2465 | kWh
0.94 | 27.2091 | 28.1491 | kWh
0.94 | 24.2707 | 25.2107 | kWh
0.94 | 20.5017 | 21.4417 | kWh
0.94 | 16.5788 | 17.5188 | kWh
0.94 | 13.4014 | 14.3414 | kWh
0.94 | 10.7273 | 11.6673 | kWh
0.94 | 8.227 | 9.167 | kWh
0.94 | 6.2562 | 7.1962 | kWh
0.94 | 5.09 | 6.03 | kWh
0.94 | 5.1245 | 6.0645 | kWh
0.94 | 6.0222 | 6.9622 | kWh
0.94 | 8.2704 | 9.2104 | kWh
0.94 | 11.2802 | 12.2202 | kWh
0.94 | 14.4549 | 15.3949 | kWh
0.94 | 17.7361 | 18.6761 | kWh
0.94 | 21.1991 | 22.1391 | kWh
0.94 | 25.1191 | 26.0591 | kWh
0.94 | 28.8878 | 29.8278 | kWh
0.94 | 31.4065 | 32.3465 | kWh
0.94 | 32.7107 | 33.6507 | kWh
0.94 | 33.1482 | 34.0882 | kWh
0.94 | 32.561 | 33.501 | kWh
0.94 | 31.2065 | 32.1465 | kWh
0.94 | 29.3065 | 30.2465 | kWh
0.94 | 27.2091 | 28.1491 | kWh
0.94 | 24.2707 | 25.2107 | kWh
0.94 | 20.5017 | 21.4417 | kWh
0.94 | 16.5788 | 17.5188 | kWh
0.94 | 13.4014 | 14.3414 | kWh
0.94 | 10.7273 | 11.6673 | kWh
0.94 | 8.227 | 9.167 | kWh
0.94 | 6.2562 | 7.1962 | kWh
0.94 | 5.09 | 6.03 | kWh
0.94 | 5.1245 | 6.0645 | kWh
0.94 | 6.0222 | 6.9622 | kWh
0.94 | 8.2704 | 9.2104 | kWh
0.94 | 11.2802 | 12.2202 | kWh
0.94 | 14.4549 | 15.3949 | kWh
0.94 | 17.7361 | 18.6761 | kWh
0.94 | 21.1991 | 22.1391 | kWh
0.94 | 25.1191 | 26.0591 | kWh
0.94 | 28.8878 | 29.8278 | kWh
0.94 | 31.4065 | 32.3465 | kWh
0.94 | 32.7107 | 33.6507 | kWh
0.94 | 33.1482 | 34.0882 | kWh
0.94 | 32.561 | 33.501 | kWh
0.94 | 31.2065 | 32.1465 | kWh
0.94 | 23.1461 | 24.0861 | kWh
0.94 | 21.6894 | 22.6294 | kWh
0.94 | 19.9358 | 20.8758 | kWh
0.94 | 17.9945 | 18.9345 | kWh
0.94 | 14.4744 | 15.4144 | kWh
0.94 | 10.7976 | 11.7376 | kWh
7.3918 | 8.714 | 16.1057 | kWh
11.8268 | 8.1236 | 19.9504 | kWh
16.2619 | 10.0387 | 26.3005 | kWh
16.2619 | 14.8094 | 31.0713 | kWh
16.2619 | 16.9817 | 33.2435 | kWh
15.5227 | 18.4037 | 33.9264 | kWh
15.5227 | 19.8461 | 35.3688 | kWh
12.566 | 21.6026 | 34.1685 | kWh
11.8268 | 23.2891 | 35.1159 | kWh
15.5227 | 24.9711 | 40.4938 | kWh
19.9577 | 26.3319 | 46.2897 | kWh
19.9577 | 26.81 | 46.7678 | kWh
14.7835 | 26.3352 | 41.1187 | kWh
7.3918 | 23.279 | 30.6708 | kWh
0.94 | 22.4215 | 23.3615 | kWh
0.94 | 22.7541 | 23.6941 | kWh
0.94 | 23.3368 | 24.2768 | kWh
0.94 | 23.6162 | 24.5562 | kWh
0.94 | 23.1461 | 24.0861 | kWh
0.94 | 21.6894 | 22.6294 | kWh
0.94 | 19.9358 | 20.8758 | kWh
0.94 | 17.9945 | 18.9345 | kWh
0.94 | 14.4744 | 15.4144 | kWh
0.94 | 10.7976 | 11.7376 | kWh
7.3918 | 8.714 | 16.1057 | kWh
11.8268 | 8.1236 | 19.9504 | kWh
16.2619 | 10.0387 | 26.3005 | kWh
16.2619 | 14.8094 | 31.0713 | kWh
16.2619 | 16.9817 | 33.2435 | kWh
15.5227 | 18.4037 | 33.9264 | kWh
15.5227 | 19.8461 | 35.3688 | kWh
12.566 | 21.6026 | 34.1685 | kWh
11.8268 | 23.2891 | 35.1159 | kWh
15.5227 | 24.9711 | 40.4938 | kWh
19.9577 | 26.3319 | 46.2897 | kWh
19.9577 | 26.81 | 46.7678 | kWh
14.7835 | 26.3352 | 41.1187 | kWh
7.3918 | 23.279 | 30.6708 | kWh
0.94 | 22.4215 | 23.3615 | kWh
0.94 | 22.7541 | 23.6941 | kWh
0.94 | 23.3368 | 24.2768 | kWh
0.94 | 23.6162 | 24.5562 | kWh
0.94 | 23.1461 | 24.0861 | kWh
0.94 | 21.6894 | 22.6294 | kWh
0.94 | 19.9358 | 20.8758 | kWh
0.94 | 17.9945 | 18.9345 | kWh
0.94 | 14.4744 | 15.4144 | kWh
0.94 | 10.7976 | 11.7376 | kWh
7.3918 | 8.714 | 16.1057 | kWh
11.8268 | 8.1236 | 19.9504 | kWh
16.2619 | 10.0387 | 26.3005 | kWh
16.2619 | 14.8094 | 31.0713 | kWh
16.2619 | 16.9817 | 33.2435 | kWh
15.5227 | 18.4037 | 33.9264 | kWh
15.5227 | 19.8461 | 35.3688 | kWh
12.566 | 21.6026 | 34.1685 | kWh
11.8268 | 23.2891 | 35.1159 | kWh
15.5227 | 24.9711 | 40.4938 | kWh
19.9577 | 26.3319 | 46.2897 | kWh
19.9577 | 26.81 | 46.7678 | kWh
14.7835 | 26.3352 | 41.1187 | kWh
7.3918 | 23.279 | 30.6708 | kWh
0.94 | 22.4215 | 23.3615 | kWh
0.94 | 22.7541 | 23.6941 | kWh
0.94 | 23.3368 | 24.2768 | kWh
0.94 | 23.6162 | 24.5562 | kWh
0.94 | 23.1461 | 24.0861 | kWh
0.94 | 21.6894 | 22.6294 | kWh
0.94 | 19.9358 | 20.8758 | kWh
0.94 | 17.9945 | 18.9345 | kWh
0.94 | 14.4744 | 15.4144 | kWh
0.94 | 10.7976 | 11.7376 | kWh
7.3918 | 8.714 | 16.1057 | kWh
11.8268 | 8.1236 | 19.9504 | kWh
16.2619 | 10.0387 | 26.3005 | kWh
16.2619 | 14.8094 | 31.0713 | kWh
16.2619 | 16.9817 | 33.2435 | kWh
15.5227 | 18.4037 | 33.9264 | kWh
15.5227 | 19.8461 | 35.3688 | kWh
12.566 | 21.6026 | 34.1685 | kWh
11.8268 | 23.2891 | 35.1159 | kWh
15.5227 | 24.9711 | 40.4938 | kWh
19.9577 | 26.3319 | 46.2897 | kWh
19.9577 | 26.81 | 46.7678 | kWh
14.7835 | 26.3352 | 41.1187 | kWh
7.3918 | 23.279 | 30.6708 | kWh
0.94 | 22.4215 | 23.3615 | kWh
0.94 | 22.7541 | 23.6941 | kWh
0.94 | 23.3368 | 24.2768 | kWh
0.94 | 23.6162 | 24.5562 | kWh
0.94 | 23.1461 | 24.0861 | kWh
0.94 | 21.6894 | 22.6294 | kWh
0.94 | 19.9358 | 20.8758 | kWh
0.94 | 17.9945 | 18.9345 | kWh
0.94 | 14.4744 | 15.4144 | kWh
0.94 | 10.7976 | 11.7376 | kWh
7.3918 | 8.714 | 16.1057 | kWh
11.8268 | 8.1236 | 19.9504 | kWh
16.2619 | 10.0387 | 26.3005 | kWh
16.2619 | 14.8094 | 31.0713 | kWh
16.2619 | 16.9817 | 33.2435 | kWh
15.5227 | 18.4037 | 33.9264 | kWh
15.5227 | 19.8461 | 35.3688 | kWh
12.566 | 21.6026 | 34.1685 | kWh
11.8268 | 23.2891 | 35.1159 | kWh
15.5227 | 24.9711 | 40.4938 | kWh
19.9577 | 26.3319 | 46.2897 | kWh
19.9577 | 26.81 | 46.7678 | kWh
14.7835 | 26.3352 | 41.1187 | kWh
7.3918 | 23.279 | 30.6708 | kWh
0.94 | 22.4215 | 23.3615 | kWh
0.94 | 22.7541 | 23.6941 | kWh
0.94 | 23.3368 | 24.2768 | kWh
0.94 | 23.6162 | 24.5562 | kWh
0.94 | 29.3065 | 30.2465 | kWh
0.94 | 27.2091 | 28.1491 | kWh
0.94 | 24.2707 | 25.2107 | kWh
0.94 | 20.5017 | 21.4417 | kWh
0.94 | 16.5788 | 17.5188 | kWh
0.94 | 13.4014 | 14.3414 | kWh
0.94 | 10.7273 | 11.6673 | kWh
0.94 | 8.227 | 9.167 | kWh
0.94 | 6.2562 | 7.1962 | kWh
0.94 | 5.09 | 6.03 | kWh
0.94 | 5.1245 | 6.0645 | kWh
0.94 | 6.0222 | 6.9622 | kWh
0.94 | 8.2704 | 9.2104 | kWh
0.94 | 11.2802 | 12.2202 | kWh
0.94 | 14.4549 | 15.3949 | kWh
0.94 | 17.7361 | 18.6761 | kWh
0.94 | 21.1991 | 22.1391 | kWh
0.94 | 25.1191 | 26.0591 | kWh
0.94 | 28.8878 | 29.8278 | kWh
0.94 | 31.4065 | 32.3465 | kWh
0.94 | 32.7107 | 33.6507 | kWh
0.94 | 33.1482 | 34.0882 | kWh
0.94 | 32.561 | 33.501 | kWh
0.94 | 31.2065 | 32.1465 | kWh
0.94 | 29.3065 | 30.2465 | kWh
0.94 | 27.2091 | 28.1491 | kWh
0.94 | 24.2707 | 25.2107 | kWh
0.94 | 20.5017 | 21.4417 | kWh
0.94 | 16.5788 | 17.5188 | kWh
0.94 | 13.4014 | 14.3414 | kWh
0.94 | 10.7273 | 11.6673 | kWh
0.94 | 8.227 | 9.167 | kWh
0.94 | 6.2562 | 7.1962 | kWh
0.94 | 5.09 | 6.03 | kWh
0.94 | 5.1245 | 6.0645 | kWh
0.94 | 6.0222 | 6.9622 | kWh
0.94 | 8.2704 | 9.2104 | kWh
0.94 | 11.2802 | 12.2202 | kWh
0.94 | 14.4549 | 15.3949 | kWh
0.94 | 17.7361 | 18.6761 | kWh
0.94 | 21.1991 | 22.1391 | kWh
0.94 | 25.1191 | 26.0591 | kWh
0.94 | 28.8878 | 29.8278 | kWh
0.94 | 31.4065 | 32.3465 | kWh
0.94 | 32.7107 | 33.6507 | kWh
0.94 | 33.1482 | 34.0882 | kWh
0.94 | 32.561 | 33.501 | kWh
0.94 | 31.2065 | 32.1465 | kWh
0.94 | 23.1461 | 24.0861 | kWh
0.94 | 21.6894 | 22.6294 | kWh
0.94 | 19.9358 | 20.8758 | kWh
0.94 | 17.9945 | 18.9345 | kWh
0.94 | 14.4744 | 15.4144 | kWh
0.94 | 10.7976 | 11.7376 | kWh
7.3918 | 8.714 | 16.1057 | kWh
11.8268 | 8.1236 | 19.9504 | kWh
16.2619 | 10.0387 | 26.3005 | kWh
16.2619 | 14.8094 | 31.0713 | kWh
16.2619 | 16.9817 | 33.2435 | kWh
15.5227 | 18.4037 | 33.9264 | kWh
15.5227 | 19.8461 | 35.3688 | kWh
12.566 | 21.6026 | 34.1685 | kWh
11.8268 | 23.2891 | 35.1159 | kWh
15.5227 | 24.9711 | 40.4938 | kWh
19.9577 | 26.3319 | 46.2897 | kWh
19.9577 | 26.81 | 46.7678 | kWh
14.7835 | 26.3352 | 41.1187 | kWh
7.3918 | 23.279 | 30.6708 | kWh
0.94 | 22.4215 | 23.3615 | kWh
0.94 | 22.7541 | 23.6941 | kWh
0.94 | 23.3368 | 24.2768 | kWh
0.94 | 23.6162 | 24.5562 | kWh
0.94 | 23.1461 | 24.0861 | kWh
0.94 | 21.6894 | 22.6294 | kWh
0.94 | 19.9358 | 20.8758 | kWh
0.94 | 17.9945 | 18.9345 | kWh
0.94 | 14.4744 | 15.4144 | kWh
0.94 | 10.7976 | 11.7376 | kWh
7.3918 | 8.714 | 16.1057 | kWh
11.8268 | 8.1236 | 19.9504 | kWh
16.2619 | 10.0387 | 26.3005 | kWh
16.2619 | 14.8094 | 31.0713 | kWh
16.2619 | 16.9817 | 33.2435 | kWh
15.5227 | 18.4037 | 33.9264 | kWh
15.5227 | 19.8461 | 35.3688 | kWh
12.566 | 21.6026 | 34.1685 | kWh
11.8268 | 23.2891 | 35.1159 | kWh
15.5227 | 24.9711 | 40.4938 | kWh
19.9577 | 26.3319 | 46.2897 | kWh
19.9577 | 26.81 | 46.7678 | kWh
14.7835 | 26.3352 | 41.1187 | kWh
7.3918 | 23.279 | 30.6708 | kWh
0.94 | 22.4215 | 23.3615 | kWh
0.94 | 22.7541 | 23.6941 | kWh
0.94 | 23.3368 | 24.2768 | kWh
0.94 | 23.6162 | 24.5562 | kWh
0.94 | 23.1461 | 24.0861 | kWh
0.94 | 21.6894 | 22.6294 | kWh
0.94 | 19.9358 | 20.8758 | kWh
0.94 | 17.9945 | 18.9345 | kWh
0.94 | 14.4744 | 15.4144 | kWh
0.94 | 10.7976 | 11.7376 | kWh
7.3918 | 8.714 | 16.1057 | kWh
11.8268 | 8.1236 | 19.9504 | kWh
16.2619 | 10.0387 | 26.3005 | kWh
16.2619 | 14.8094 | 31.0713 | kWh
16.2619 | 16.9817 | 33.2435 | kWh
15.5227 | 18.4037 | 33.9264 | kWh
15.5227 | 19.8461 | 35.3688 | kWh
12.566 | 21.6026 | 34.1685 | kWh
11.8268 | 23.2891 | 35.1159 | kWh
15.5227 | 24.9711 | 40.4938 | kWh
19.9577 | 26.3319 | 46.2897 | kWh
19.9577 | 26.81 | 46.7678 | kWh
14.7835 | 26.3352 | 41.1187 | kWh
7.3918 | 23.279 | 30.6708 | kWh
0.94 | 22.4215 | 23.3615 | kWh
0.94 | 22.7541 | 23.6941 | kWh
0.94 | 23.3368 | 24.2768 | kWh
0.94 | 23.6162 | 24.5562 | kWh
0.94 | 23.1461 | 24.0861 | kWh
0.94 | 21.6894 | 22.6294 | kWh
0.94 | 19.9358 | 20.8758 | kWh
0.94 | 17.9945 | 18.9345 | kWh
0.94 | 14.4744 | 15.4144 | kWh
0.94 | 10.7976 | 11.7376 | kWh
7.3918 | 8.714 | 16.1057 | kWh
11.8268 | 8.1236 | 19.9504 | kWh
16.2619 | 10.0387 | 26.3005 | kWh
16.2619 | 14.8094 | 31.0713 | kWh
16.2619 | 16.9817 | 33.2435 | kWh
15.5227 | 18.4037 | 33.9264 | kWh
15.5227 | 19.8461 | 35.3688 | kWh
12.566 | 21.6026 | 34.1685 | kWh
11.8268 | 23.2891 | 35.1159 | kWh
15.5227 | 24.9711 | 40.4938 | kWh
19.9577 | 26.3319 | 46.2897 | kWh
19.9577 | 26.81 | 46.7678 | kWh
14.7835 | 26.3352 | 41.1187 | kWh
7.3918 | 23.279 | 30.6708 | kWh
0.94 | 22.4215 | 23.3615 | kWh
0.94 | 22.7541 | 23.6941 | kWh
0.94 | 23.3368 | 24.2768 | kWh
0.94 | 23.6162 | 24.5562 | kWh
0.94 | 23.1461 | 24.0861 | kWh
0.94 | 21.6894 | 22.6294 | kWh
0.94 | 19.9358 | 20.8758 | kWh
0.94 | 17.9945 | 18.9345 | kWh
0.94 | 14.4744 | 15.4144 | kWh
0.94 | 10.7976 | 11.7376 | kWh
7.3918 | 8.714 | 16.1057 | kWh
11.8268 | 8.1236 | 19.9504 | kWh
16.2619 | 10.0387 | 26.3005 | kWh
16.2619 | 14.8094 | 31.0713 | kWh
16.2619 | 16.9817 | 33.2435 | kWh
15.5227 | 18.4037 | 33.9264 | kWh
15.5227 | 19.8461 | 35.3688 | kWh
12.566 | 21.6026 | 34.1685 | kWh
11.8268 | 23.2891 | 35.1159 | kWh
15.5227 | 24.9711 | 40.4938 | kWh
19.9577 | 26.3319 | 46.2897 | kWh
19.9577 | 26.81 | 46.7678 | kWh
14.7835 | 26.3352 | 41.1187 | kWh
7.3918 | 23.279 | 30.6708 | kWh
0.94 | 22.4215 | 23.3615 | kWh
0.94 | 22.7541 | 23.6941 | kWh
0.94 | 23.3368 | 24.2768 | kWh
0.94 | 23.6162 | 24.5562 | kWh
0.94 | 29.3065 | 30.2465 | kWh
0.94 | 27.2091 | 28.1491 | kWh
0.94 | 24.2707 | 25.2107 | kWh
0.94 | 20.5017 | 21.4417 | kWh
0.94 | 16.5788 | 17.5188 | kWh
0.94 | 13.4014 | 14.3414 | kWh
0.94 | 10.7273 | 11.6673 | kWh
0.94 | 8.227 | 9.167 | kWh
0.94 | 6.2562 | 7.1962 | kWh
0.94 | 5.09 | 6.03 | kWh
0.94 | 5.1245 | 6.0645 | kWh
0.94 | 6.0222 | 6.9622 | kWh
0.94 | 8.2704 | 9.2104 | kWh
0.94 | 11.2802 | 12.2202 | kWh
0.94 | 14.4549 | 15.3949 | kWh
0.94 | 17.7361 | 18.6761 | kWh
0.94 | 21.1991 | 22.1391 | kWh
0.94 | 25.1191 | 26.0591 | kWh
0.94 | 28.8878 | 29.8278 | kWh
0.94 | 31.4065 | 32.3465 | kWh
0.94 | 32.7107 | 33.6507 | kWh
0.94 | 33.1482 | 34.0882 | kWh
0.94 | 32.561 | 33.501 | kWh
0.94 | 31.2065 | 32.1465 | kWh
0.94 | 29.3065 | 30.2465 | kWh
0.94 | 27.2091 | 28.1491 | kWh
0.94 | 24.2707 | 25.2107 | kWh
0.94 | 20.5017 | 21.4417 | kWh
0.94 | 16.5788 | 17.5188 | kWh
0.94 | 13.4014 | 14.3414 | kWh
0.94 | 10.7273 | 11.6673 | kWh
0.94 | 8.227 | 9.167 | kWh
0.94 | 6.2562 | 7.1962 | kWh
0.94 | 5.09 | 6.03 | kWh
0.94 | 5.1245 | 6.0645 | kWh
0.94 | 6.0222 | 6.9622 | kWh
0.94 | 8.2704 | 9.2104 | kWh
0.94 | 11.2802 | 12.2202 | kWh
0.94 | 14.4549 | 15.3949 | kWh
0.94 | 17.7361 | 18.6761 | kWh
0.94 | 21.1991 | 22.1391 | kWh
0.94 | 25.1191 | 26.0591 | kWh
0.94 | 28.8878 | 29.8278 | kWh
0.94 | 31.4065 | 32.3465 | kWh
0.94 | 32.7107 | 33.6507 | kWh
0.94 | 33.1482 | 34.0882 | kWh
0.94 | 32.561 | 33.501 | kWh
0.94 | 31.2065 | 32.1465 | kWh
0.94 | 23.1461 | 24.0861 | kWh
0.94 | 21.6894 | 22.6294 | kWh
0.94 | 19.9358 | 20.8758 | kWh
0.94 | 17.9945 | 18.9345 | kWh
0.94 | 14.4744 | 15.4144 | kWh
0.94 | 10.7976 | 11.7376 | kWh
7.3918 | 8.714 | 16.1057 | kWh
11.8268 | 8.1236 | 19.9504 | kWh
16.2619 | 10.0387 | 26.3005 | kWh
16.2619 | 14.8094 | 31.0713 | kWh
16.2619 | 16.9817 | 33.2435 | kWh
15.5227 | 18.4037 | 33.9264 | kWh
15.5227 | 19.8461 | 35.3688 | kWh
12.566 | 21.6026 | 34.1685 | kWh
11.8268 | 23.2891 | 35.1159 | kWh
15.5227 | 24.9711 | 40.4938 | kWh
19.9577 | 26.3319 | 46.2897 | kWh
19.9577 | 26.81 | 46.7678 | kWh
14.7835 | 26.3352 | 41.1187 | kWh
7.3918 | 23.279 | 30.6708 | kWh
0.94 | 22.4215 | 23.3615 | kWh
0.94 | 22.7541 | 23.6941 | kWh
0.94 | 23.3368 | 24.2768 | kWh
0.94 | 23.6162 | 24.5562 | kWh
0.94 | 23.1461 | 24.0861 | kWh
0.94 | 21.6894 | 22.6294 | kWh
0.94 | 19.9358 | 20.8758 | kWh
0.94 | 17.9945 | 18.9345 | kWh
0.94 | 14.4744 | 15.4144 | kWh
0.94 | 10.7976 | 11.7376 | kWh
7.3918 | 8.714 | 16.1057 | kWh
11.8268 | 8.1236 | 19.9504 | kWh
16.2619 | 10.0387 | 26.3005 | kWh
16.2619 | 14.8094 | 31.0713 | kWh
16.2619 | 16.9817 | 33.2435 | kWh
15.5227 | 18.4037 | 33.9264 | kWh
15.5227 | 19.8461 | 35.3688 | kWh
12.566 | 21.6026 | 34.1685 | kWh
11.8268 | 23.2891 | 35.1159 | kWh
15.5227 | 24.9711 | 40.4938 | kWh
19.9577 | 26.3319 | 46.2897 | kWh
19.9577 | 26.81 | 46.7678 | kWh
14.7835 | 26.3352 | 41.1187 | kWh
7.3918 | 23.279 | 30.6708 | kWh
0.94 | 22.4215 | 23.3615 | kWh
0.94 | 22.7541 | 23.6941 | kWh
0.94 | 23.3368 | 24.2768 | kWh
0.94 | 23.6162 | 24.5562 | kWh
0.94 | 23.1461 | 24.0861 | kWh
0.94 | 21.6894 | 22.6294 | kWh
0.94 | 19.9358 | 20.8758 | kWh
0.94 | 17.9945 | 18.9345 | kWh
0.94 | 14.4744 | 15.4144 | kWh
0.94 | 10.7976 | 11.7376 | kWh
7.3918 | 8.714 | 16.1057 | kWh
11.8268 | 8.1236 | 19.9504 | kWh
16.2619 | 10.0387 | 26.3005 | kWh
16.2619 | 14.8094 | 31.0713 | kWh
16.2619 | 16.9817 | 33.2435 | kWh
15.5227 | 18.4037 | 33.9264 | kWh
15.5227 | 19.8461 | 35.3688 | kWh
12.566 | 21.6026 | 34.1685 | kWh
11.8268 | 23.2891 | 35.1159 | kWh
15.5227 | 24.9711 | 40.4938 | kWh
19.9577 | 26.3319 | 46.2897 | kWh
19.9577 | 26.81 | 46.7678 | kWh
14.7835 | 26.3352 | 41.1187 | kWh
7.3918 | 23.279 | 30.6708 | kWh
0.94 | 22.4215 | 23.3615 | kWh
0.94 | 22.7541 | 23.6941 | kWh
0.94 | 23.3368 | 24.2768 | kWh
0.94 | 23.6162 | 24.5562 | kWh
0.94 | 23.1461 | 24.0861 | kWh
0.94 | 21.6894 | 22.6294 | kWh
0.94 | 19.9358 | 20.8758 | kWh
0.94 | 17.9945 | 18.9345 | kWh
0.94 | 14.4744 | 15.4144 | kWh
0.94 | 10.7976 | 11.7376 | kWh
7.3918 | 8.714 | 16.1057 | kWh
11.8268 | 8.1236 | 19.9504 | kWh
16.2619 | 10.0387 | 26.3005 | kWh
16.2619 | 14.8094 | 31.0713 | kWh
16.2619 | 16.9817 | 33.2435 | kWh
15.5227 | 18.4037 | 33.9264 | kWh
15.5227 | 19.8461 | 35.3688 | kWh
12.566 | 21.6026 | 34.1685 | kWh
11.8268 | 23.2891 | 35.1159 | kWh
15.5227 | 24.9711 | 40.4938 | kWh
19.9577 | 26.3319 | 46.2897 | kWh
19.9577 | 26.81 | 46.7678 | kWh
14.7835 | 26.3352 | 41.1187 | kWh
7.3918 | 23.279 | 30.6708 | kWh
0.94 | 22.4215 | 23.3615 | kWh
0.94 | 22.7541 | 23.6941 | kWh
0.94 | 23.3368 | 24.2768 | kWh
0.94 | 23.6162 | 24.5562 | kWh
0.94 | 23.1461 | 24.0861 | kWh
0.94 | 21.6894 | 22.6294 | kWh
0.94 | 19.9358 | 20.8758 | kWh
0.94 | 17.9945 | 18.9345 | kWh
0.94 | 14.4744 | 15.4144 | kWh
0.94 | 10.7976 | 11.7376 | kWh
7.3918 | 8.714 | 16.1057 | kWh
11.8268 | 8.1236 | 19.9504 | kWh
16.2619 | 10.0387 | 26.3005 | kWh
16.2619 | 14.8094 | 31.0713 | kWh
16.2619 | 16.9817 | 33.2435 | kWh
15.5227 | 18.4037 | 33.9264 | kWh
15.5227 | 19.8461 | 35.3688 | kWh
12.566 | 21.6026 | 34.1685 | kWh
11.8268 | 23.2891 | 35.1159 | kWh
15.5227 | 24.9711 | 40.4938 | kWh
19.9577 | 26.3319 | 46.2897 | kWh
19.9577 | 26.81 | 46.7678 | kWh
14.7835 | 26.3352 | 41.1187 | kWh
7.3918 | 23.279 | 30.6708 | kWh
0.94 | 22.4215 | 23.3615 | kWh
0.94 | 22.7541 | 23.6941 | kWh
0.94 | 23.3368 | 24.2768 | kWh
0.94 | 23.6162 | 24.5562 | kWh
0.94 | 29.3065 | 30.2465 | kWh
0.94 | 27.2091 | 28.1491 | kWh
0.94 | 24.2707 | 25.2107 | kWh
0.94 | 20.5017 | 21.4417 | kWh
0.94 | 16.5788 | 17.5188 | kWh
0.94 | 13.4014 | 14.3414 | kWh
0.94 | 10.7273 | 11.6673 | kWh
0.94 | 8.227 | 9.167 | kWh
0.94 | 6.2562 | 7.1962 | kWh
0.94 | 5.09 | 6.03 | kWh
0.94 | 5.1245 | 6.0645 | kWh
0.94 | 6.0222 | 6.9622 | kWh
0.94 | 8.2704 | 9.2104 | kWh
0.94 | 11.2802 | 12.2202 | kWh
0.94 | 14.4549 | 15.3949 | kWh
0.94 | 17.7361 | 18.6761 | kWh
0.94 | 21.1991 | 22.1391 | kWh
0.94 | 25.1191 | 26.0591 | kWh
0.94 | 28.8878 | 29.8278 | kWh
0.94 | 31.4065 | 32.3465 | kWh
0.94 | 32.7107 | 33.6507 | kWh
0.94 | 33.1482 | 34.0882 | kWh
0.94 | 32.561 | 33.501 | kWh
0.94 | 31.2065 | 32.1465 | kWh
0.94 | 29.3065 | 30.2465 | kWh
0.94 | 27.2091 | 28.1491 | kWh
0.94 | 24.2707 | 25.2107 | kWh
0.94 | 20.5017 | 21.4417 | kWh
0.94 | 16.5788 | 17.5188 | kWh
0.94 | 13.4014 | 14.3414 | kWh
0.94 | 10.7273 | 11.6673 | kWh
0.94 | 8.227 | 9.167 | kWh
0.94 | 6.2562 | 7.1962 | kWh
0.94 | 5.09 | 6.03 | kWh
0.94 | 5.1245 | 6.0645 | kWh
0.94 | 6.0222 | 6.9622 | kWh
0.94 | 8.2704 | 9.2104 | kWh
0.94 | 11.2802 | 12.2202 | kWh
0.94 | 14.4549 | 15.3949 | kWh
0.94 | 17.7361 | 18.6761 | kWh
0.94 | 21.1991 | 22.1391 | kWh
0.94 | 25.1191 | 26.0591 | kWh
0.94 | 28.8878 | 29.8278 | kWh
0.94 | 31.4065 | 32.3465 | kWh
0.94 | 32.7107 | 33.6507 | kWh
0.94 | 33.1482 | 34.0882 | kWh
0.94 | 32.561 | 33.501 | kWh
0.94 | 31.2065 | 32.1465 | kWh
0.94 | 23.1461 | 24.0861 | kWh
0.94 | 21.6894 | 22.6294 | kWh
0.94 | 19.9358 | 20.8758 | kWh
0.94 | 17.9945 | 18.9345 | kWh
0.94 | 14.4744 | 15.4144 | kWh
0.94 | 10.7976 | 11.7376 | kWh
7.3918 | 8.714 | 16.1057 | kWh
11.8268 | 8.1236 | 19.9504 | kWh
16.2619 | 10.0387 | 26.3005 | kWh
16.2619 | 14.8094 | 31.0713 | kWh
16.2619 | 16.9817 | 33.2435 | kWh
15.5227 | 18.4037 | 33.9264 | kWh
15.5227 | 19.8461 | 35.3688 | kWh
12.566 | 21.6026 | 34.1685 | kWh
11.8268 | 23.2891 | 35.1159 | kWh
15.5227 | 24.9711 | 40.4938 | kWh
19.9577 | 26.3319 | 46.2897 | kWh
19.9577 | 26.81 | 46.7678 | kWh
14.7835 | 26.3352 | 41.1187 | kWh
7.3918 | 23.279 | 30.6708 | kWh
0.94 | 22.4215 | 23.3615 | kWh
0.94 | 22.7541 | 23.6941 | kWh
0.94 | 23.3368 | 24.2768 | kWh
0.94 | 23.6162 | 24.5562 | kWh
0.94 | 23.1461 | 24.0861 | kWh
0.94 | 21.6894 | 22.6294 | kWh
0.94 | 19.9358 | 20.8758 | kWh
0.94 | 17.9945 | 18.9345 | kWh
0.94 | 14.4744 | 15.4144 | kWh
0.94 | 10.7976 | 11.7376 | kWh
7.3918 | 8.714 | 16.1057 | kWh
11.8268 | 8.1236 | 19.9504 | kWh
16.2619 | 10.0387 | 26.3005 | kWh
16.2619 | 14.8094 | 31.0713 | kWh
16.2619 | 16.9817 | 33.2435 | kWh
15.5227 | 18.4037 | 33.9264 | kWh
15.5227 | 19.8461 | 35.3688 | kWh
12.566 | 21.6026 | 34.1685 | kWh
11.8268 | 23.2891 | 35.1159 | kWh
15.5227 | 24.9711 | 40.4938 | kWh
19.9577 | 26.3319 | 46.2897 | kWh
19.9577 | 26.81 | 46.7678 | kWh
14.7835 | 26.3352 | 41.1187 | kWh
7.3918 | 23.279 | 30.6708 | kWh
0.94 | 22.4215 | 23.3615 | kWh
0.94 | 22.7541 | 23.6941 | kWh
0.94 | 23.3368 | 24.2768 | kWh
0.94 | 23.6162 | 24.5562 | kWh
0.94 | 23.1461 | 24.0861 | kWh
0.94 | 21.6894 | 22.6294 | kWh
0.94 | 19.9358 | 20.8758 | kWh
0.94 | 17.9945 | 18.9345 | kWh
0.94 | 14.4744 | 15.4144 | kWh
0.94 | 10.7976 | 11.7376 | kWh
7.3918 | 8.714 | 16.1057 | kWh
11.8268 | 8.1236 | 19.9504 | kWh
16.2619 | 10.0387 | 26.3005 | kWh
16.2619 | 14.8094 | 31.0713 | kWh
16.2619 | 16.9817 | 33.2435 | kWh
15.5227 | 18.4037 | 33.9264 | kWh
15.5227 | 19.8461 | 35.3688 | kWh
12.566 | 21.6026 | 34.1685 | kWh
11.8268 | 23.2891 | 35.1159 | kWh
15.5227 | 24.9711 | 40.4938 | kWh
19.9577 | 26.3319 | 46.2897 | kWh
19.9577 | 26.81 | 46.7678 | kWh
14.7835 | 26.3352 | 41.1187 | kWh
7.3918 | 23.279 | 30.6708 | kWh
0.94 | 22.4215 | 23.3615 | kWh
0.94 | 22.7541 | 23.6941 | kWh
0.94 | 23.3368 | 24.2768 | kWh
0.94 | 23.6162 | 24.5562 | kWh
0.94 | 23.1461 | 24.0861 | kWh
0.94 | 21.6894 | 22.6294 | kWh
0.94 | 19.9358 | 20.8758 | kWh
0.94 | 17.9945 | 18.9345 | kWh
0.94 | 14.4744 | 15.4144 | kWh
0.94 | 10.7976 | 11.7376 | kWh
7.3918 | 8.714 | 16.1057 | kWh
11.8268 | 8.1236 | 19.9504 | kWh
16.2619 | 10.0387 | 26.3005 | kWh
16.2619 | 14.8094 | 31.0713 | kWh
16.2619 | 16.9817 | 33.2435 | kWh
15.5227 | 18.4037 | 33.9264 | kWh
15.5227 | 19.8461 | 35.3688 | kWh
12.566 | 21.6026 | 34.1685 | kWh
11.8268 | 23.2891 | 35.1159 | kWh
15.5227 | 24.9711 | 40.4938 | kWh
19.9577 | 26.3319 | 46.2897 | kWh
19.9577 | 26.81 | 46.7678 | kWh
14.7835 | 26.3352 | 41.1187 | kWh
7.3918 | 23.279 | 30.6708 | kWh
0.94 | 22.4215 | 23.3615 | kWh
0.94 | 22.7541 | 23.6941 | kWh
0.94 | 23.3368 | 24.2768 | kWh
0.94 | 23.6162 | 24.5562 | kWh
0.94 | 23.1461 | 24.0861 | kWh
0.94 | 21.6894 | 22.6294 | kWh
0.94 | 19.9358 | 20.8758 | kWh
0.94 | 17.9945 | 18.9345 | kWh
0.94 | 14.4744 | 15.4144 | kWh
0.94 | 10.7976 | 11.7376 | kWh
7.3918 | 8.714 | 16.1057 | kWh
11.8268 | 8.1236 | 19.9504 | kWh
16.2619 | 10.0387 | 26.3005 | kWh
16.2619 | 14.8094 | 31.0713 | kWh
16.2619 | 16.9817 | 33.2435 | kWh
15.5227 | 18.4037 | 33.9264 | kWh
15.5227 | 19.8461 | 35.3688 | kWh
12.566 | 21.6026 | 34.1685 | kWh
11.8268 | 23.2891 | 35.1159 | kWh
15.5227 | 24.9711 | 40.4938 | kWh
19.9577 | 26.3319 | 46.2897 | kWh
19.9577 | 26.81 | 46.7678 | kWh
14.7835 | 26.3352 | 41.1187 | kWh
7.3918 | 23.279 | 30.6708 | kWh
0.94 | 22.4215 | 23.3615 | kWh
0.94 | 22.7541 | 23.6941 | kWh
0.94 | 23.3368 | 24.2768 | kWh
0.94 | 23.6162 | 24.5562 | kWh
0.94 | 29.3065 | 30.2465 | kWh
0.94 | 27.2091 | 28.1491 | kWh
0.94 | 24.2707 | 25.2107 | kWh
0.94 | 20.5017 | 21.4417 | kWh
0.94 | 16.5788 | 17.5188 | kWh
0.94 | 13.4014 | 14.3414 | kWh
0.94 | 10.7273 | 11.6673 | kWh
0.94 | 8.227 | 9.167 | kWh
0.94 | 6.2562 | 7.1962 | kWh
0.94 | 5.09 | 6.03 | kWh
0.94 | 5.1245 | 6.0645 | kWh
0.94 | 6.0222 | 6.9622 | kWh
0.94 | 8.2704 | 9.2104 | kWh
0.94 | 11.2802 | 12.2202 | kWh
0.94 | 14.4549 | 15.3949 | kWh
0.94 | 17.7361 | 18.6761 | kWh
0.94 | 21.1991 | 22.1391 | kWh
0.94 | 25.1191 | 26.0591 | kWh
0.94 | 28.8878 | 29.8278 | kWh
0.94 | 31.4065 | 32.3465 | kWh
0.94 | 32.7107 | 33.6507 | kWh
0.94 | 33.1482 | 34.0882 | kWh
0.94 | 32.561 | 33.501 | kWh
0.94 | 31.2065 | 32.1465 | kWh
0.94 | 29.3065 | 30.2465 | kWh
0.94 | 27.2091 | 28.1491 | kWh
0.94 | 24.2707 | 25.2107 | kWh
0.94 | 20.5017 | 21.4417 | kWh
0.94 | 16.5788 | 17.5188 | kWh
0.94 | 13.4014 | 14.3414 | kWh
0.94 | 10.7273 | 11.6673 | kWh
0.94 | 8.227 | 9.167 | kWh
0.94 | 6.2562 | 7.1962 | kWh
0.94 | 5.09 | 6.03 | kWh
0.94 | 5.1245 | 6.0645 | kWh
0.94 | 6.0222 | 6.9622 | kWh
0.94 | 8.2704 | 9.2104 | kWh
0.94 | 11.2802 | 12.2202 | kWh
0.94 | 14.4549 | 15.3949 | kWh
0.94 | 17.7361 | 18.6761 | kWh
0.94 | 21.1991 | 22.1391 | kWh
0.94 | 25.1191 | 26.0591 | kWh
0.94 | 28.8878 | 29.8278 | kWh
0.94 | 31.4065 | 32.3465 | kWh
0.94 | 32.7107 | 33.6507 | kWh
0.94 | 33.1482 | 34.0882 | kWh
0.94 | 32.561 | 33.501 | kWh
0.94 | 31.2065 | 32.1465 | kWh
0.94 | 23.1461 | 24.0861 | kWh
0.94 | 21.6894 | 22.6294 | kWh
0.94 | 19.9358 | 20.8758 | kWh
0.94 | 17.9945 | 18.9345 | kWh
0.94 | 14.4744 | 15.4144 | kWh
0.94 | 10.7976 | 11.7376 | kWh
7.3918 | 8.714 | 16.1057 | kWh
11.8268 | 8.1236 | 19.9504 | kWh
16.2619 | 10.0387 | 26.3005 | kWh
16.2619 | 14.8094 | 31.0713 | kWh
16.2619 | 16.9817 | 33.2435 | kWh
15.5227 | 18.4037 | 33.9264 | kWh
15.5227 | 19.8461 | 35.3688 | kWh
12.566 | 21.6026 | 34.1685 | kWh
11.8268 | 23.2891 | 35.1159 | kWh
15.5227 | 24.9711 | 40.4938 | kWh
19.9577 | 26.3319 | 46.2897 | kWh
19.9577 | 26.81 | 46.7678 | kWh
14.7835 | 26.3352 | 41.1187 | kWh
7.3918 | 23.279 | 30.6708 | kWh
0.94 | 22.4215 | 23.3615 | kWh
0.94 | 22.7541 | 23.6941 | kWh
0.94 | 23.3368 | 24.2768 | kWh
0.94 | 23.6162 | 24.5562 | kWh
0.94 | 23.1461 | 24.0861 | kWh
0.94 | 21.6894 | 22.6294 | kWh
0.94 | 19.9358 | 20.8758 | kWh
0.94 | 17.9945 | 18.9345 | kWh
0.94 | 14.4744 | 15.4144 | kWh
0.94 | 10.7976 | 11.7376 | kWh
7.3918 | 8.714 | 16.1057 | kWh
11.8268 | 8.1236 | 19.9504 | kWh
16.2619 | 10.0387 | 26.3005 | kWh
16.2619 | 14.8094 | 31.0713 | kWh
16.2619 | 16.9817 | 33.2435 | kWh
15.5227 | 18.4037 | 33.9264 | kWh
15.5227 | 19.8461 | 35.3688 | kWh
12.566 | 21.6026 | 34.1685 | kWh
11.8268 | 23.2891 | 35.1159 | kWh
15.5227 | 24.9711 | 40.4938 | kWh
19.9577 | 26.3319 | 46.2897 | kWh
19.9577 | 26.81 | 46.7678 | kWh
14.7835 | 26.3352 | 41.1187 | kWh
7.3918 | 23.279 | 30.6708 | kWh
0.94 | 22.4215 | 23.3615 | kWh
0.94 | 22.7541 | 23.6941 | kWh
0.94 | 23.3368 | 24.2768 | kWh
0.94 | 23.6162 | 24.5562 | kWh
0.94 | 23.1461 | 24.0861 | kWh
0.94 | 21.6894 | 22.6294 | kWh
0.94 | 19.9358 | 20.8758 | kWh
0.94 | 17.9945 | 18.9345 | kWh
0.94 | 14.4744 | 15.4144 | kWh
0.94 | 10.7976 | 11.7376 | kWh
7.3918 | 8.714 | 16.1057 | kWh
11.8268 | 8.1236 | 19.9504 | kWh
16.2619 | 10.0387 | 26.3005 | kWh
16.2619 | 14.8094 | 31.0713 | kWh
16.2619 | 16.9817 | 33.2435 | kWh
15.5227 | 18.4037 | 33.9264 | kWh
15.5227 | 19.8461 | 35.3688 | kWh
12.566 | 21.6026 | 34.1685 | kWh
11.8268 | 23.2891 | 35.1159 | kWh
15.5227 | 24.9711 | 40.4938 | kWh
19.9577 | 26.3319 | 46.2897 | kWh
19.9577 | 26.81 | 46.7678 | kWh
14.7835 | 26.3352 | 41.1187 | kWh
7.3918 | 23.279 | 30.6708 | kWh
0.94 | 22.4215 | 23.3615 | kWh
0.94 | 22.7541 | 23.6941 | kWh
0.94 | 23.3368 | 24.2768 | kWh
0.94 | 23.6162 | 24.5562 | kWh
0.94 | 23.1461 | 24.0861 | kWh
0.94 | 21.6894 | 22.6294 | kWh
0.94 | 19.9358 | 20.8758 | kWh
0.94 | 17.9945 | 18.9345 | kWh
0.94 | 14.4744 | 15.4144 | kWh
0.94 | 10.7976 | 11.7376 | kWh
7.3918 | 8.714 | 16.1057 | kWh
11.8268 | 8.1236 | 19.9504 | kWh
16.2619 | 10.0387 | 26.3005 | kWh
16.2619 | 14.8094 | 31.0713 | kWh
16.2619 | 16.9817 | 33.2435 | kWh
15.5227 | 18.4037 | 33.9264 | kWh
15.5227 | 19.8461 | 35.3688 | kWh
12.566 | 21.6026 | 34.1685 | kWh
11.8268 | 23.2891 | 35.1159 | kWh
15.5227 | 24.9711 | 40.4938 | kWh
19.9577 | 26.3319 | 46.2897 | kWh
19.9577 | 26.81 | 46.7678 | kWh
14.7835 | 26.3352 | 41.1187 | kWh
7.3918 | 23.279 | 30.6708 | kWh
0.94 | 22.4215 | 23.3615 | kWh
0.94 | 22.7541 | 23.6941 | kWh
0.94 | 23.3368 | 24.2768 | kWh
0.94 | 23.6162 | 24.5562 | kWh
0.94 | 23.1461 | 24.0861 | kWh
0.94 | 21.6894 | 22.6294 | kWh
0.94 | 19.9358 | 20.8758 | kWh
0.94 | 17.9945 | 18.9345 | kWh
0.94 | 14.4744 | 15.4144 | kWh
0.94 | 10.7976 | 11.7376 | kWh
7.3918 | 8.714 | 16.1057 | kWh
11.8268 | 8.1236 | 19.9504 | kWh
16.2619 | 10.0387 | 26.3005 | kWh
16.2619 | 14.8094 | 31.0713 | kWh
16.2619 | 16.9817 | 33.2435 | kWh
15.5227 | 18.4037 | 33.9264 | kWh
15.5227 | 19.8461 | 35.3688 | kWh
12.566 | 21.6026 | 34.1685 | kWh
11.8268 | 23.2891 | 35.1159 | kWh
15.5227 | 24.9711 | 40.4938 | kWh
19.9577 | 26.3319 | 46.2897 | kWh
19.9577 | 26.81 | 46.7678 | kWh
14.7835 | 26.3352 | 41.1187 | kWh
7.3918 | 23.279 | 30.6708 | kWh
0.94 | 22.4215 | 23.3615 | kWh
0.94 | 22.7541 | 23.6941 | kWh
0.94 | 23.3368 | 24.2768 | kWh
0.94 | 23.6162 | 24.5562 | kWh
0.94 | 29.3065 | 30.2465 | kWh
0.94 | 27.2091 | 28.1491 | kWh
0.94 | 24.2707 | 25.2107 | kWh
0.94 | 20.5017 | 21.4417 | kWh
0.94 | 16.5788 | 17.5188 | kWh
0.94 | 13.4014 | 14.3414 | kWh
0.94 | 10.7273 | 11.6673 | kWh
0.94 | 8.227 | 9.167 | kWh
0.94 | 6.2562 | 7.1962 | kWh
0.94 | 5.09 | 6.03 | kWh
0.94 | 5.1245 | 6.0645 | kWh
0.94 | 6.0222 | 6.9622 | kWh
0.94 | 8.2704 | 9.2104 | kWh
0.94 | 11.2802 | 12.2202 | kWh
0.94 | 14.4549 | 15.3949 | kWh
0.94 | 17.7361 | 18.6761 | kWh
0.94 | 21.1991 | 22.1391 | kWh
0.94 | 25.1191 | 26.0591 | kWh
0.94 | 28.8878 | 29.8278 | kWh
0.94 | 31.4065 | 32.3465 | kWh
0.94 | 32.7107 | 33.6507 | kWh
0.94 | 33.1482 | 34.0882 | kWh
0.94 | 32.561 | 33.501 | kWh
0.94 | 31.2065 | 32.1465 | kWh
0.94 | 29.3065 | 30.2465 | kWh
0.94 | 27.2091 | 28.1491 | kWh
0.94 | 24.2707 | 25.2107 | kWh
0.94 | 20.5017 | 21.4417 | kWh
0.94 | 16.5788 | 17.5188 | kWh
0.94 | 13.4014 | 14.3414 | kWh
0.94 | 10.7273 | 11.6673 | kWh
0.94 | 8.227 | 9.167 | kWh
0.94 | 6.2562 | 7.1962 | kWh
0.94 | 5.09 | 6.03 | kWh
0.94 | 5.1245 | 6.0645 | kWh
0.94 | 6.0222 | 6.9622 | kWh
0.94 | 8.2704 | 9.2104 | kWh
0.94 | 11.2802 | 12.2202 | kWh
0.94 | 14.4549 | 15.3949 | kWh
0.94 | 17.7361 | 18.6761 | kWh
0.94 | 21.1991 | 22.1391 | kWh
0.94 | 25.1191 | 26.0591 | kWh
0.94 | 28.8878 | 29.8278 | kWh
0.94 | 31.4065 | 32.3465 | kWh
0.94 | 32.7107 | 33.6507 | kWh
0.94 | 33.1482 | 34.0882 | kWh
0.94 | 32.561 | 33.501 | kWh
0.94 | 31.2065 | 32.1465 | kWh
0.94 | 23.1461 | 24.0861 | kWh
0.94 | 21.6894 | 22.6294 | kWh
0.94 | 19.9358 | 20.8758 | kWh
0.94 | 17.9945 | 18.9345 | kWh
0.94 | 14.4744 | 15.4144 | kWh
0.94 | 10.7976 | 11.7376 | kWh
7.3918 | 8.714 | 16.1057 | kWh
11.8268 | 8.1236 | 19.9504 | kWh
16.2619 | 10.0387 | 26.3005 | kWh
16.2619 | 14.8094 | 31.0713 | kWh
16.2619 | 16.9817 | 33.2435 | kWh
15.5227 | 18.4037 | 33.9264 | kWh
15.5227 | 19.8461 | 35.3688 | kWh
12.566 | 21.6026 | 34.1685 | kWh
11.8268 | 23.2891 | 35.1159 | kWh
15.5227 | 24.9711 | 40.4938 | kWh
19.9577 | 26.3319 | 46.2897 | kWh
19.9577 | 26.81 | 46.7678 | kWh
14.7835 | 26.3352 | 41.1187 | kWh
7.3918 | 23.279 | 30.6708 | kWh
0.94 | 22.4215 | 23.3615 | kWh
0.94 | 22.7541 | 23.6941 | kWh
0.94 | 23.3368 | 24.2768 | kWh
0.94 | 23.6162 | 24.5562 | kWh
0.94 | 23.1461 | 24.0861 | kWh
0.94 | 21.6894 | 22.6294 | kWh
0.94 | 19.9358 | 20.8758 | kWh
0.94 | 17.9945 | 18.9345 | kWh
0.94 | 14.4744 | 15.4144 | kWh
0.94 | 10.7976 | 11.7376 | kWh
7.3918 | 8.714 | 16.1057 | kWh
11.8268 | 8.1236 | 19.9504 | kWh
16.2619 | 10.0387 | 26.3005 | kWh
16.2619 | 14.8094 | 31.0713 | kWh
16.2619 | 16.9817 | 33.2435 | kWh
15.5227 | 18.4037 | 33.9264 | kWh
15.5227 | 19.8461 | 35.3688 | kWh
12.566 | 21.6026 | 34.1685 | kWh
11.8268 | 23.2891 | 35.1159 | kWh
15.5227 | 24.9711 | 40.4938 | kWh
19.9577 | 26.3319 | 46.2897 | kWh
19.9577 | 26.81 | 46.7678 | kWh
14.7835 | 26.3352 | 41.1187 | kWh
7.3918 | 23.279 | 30.6708 | kWh
0.94 | 22.4215 | 23.3615 | kWh
0.94 | 22.7541 | 23.6941 | kWh
0.94 | 23.3368 | 24.2768 | kWh
0.94 | 23.6162 | 24.5562 | kWh
0.94 | 23.1461 | 24.0861 | kWh
0.94 | 21.6894 | 22.6294 | kWh
0.94 | 19.9358 | 20.8758 | kWh
0.94 | 17.9945 | 18.9345 | kWh
0.94 | 14.4744 | 15.4144 | kWh
0.94 | 10.7976 | 11.7376 | kWh
7.3918 | 8.714 | 16.1057 | kWh
11.8268 | 8.1236 | 19.9504 | kWh
16.2619 | 10.0387 | 26.3005 | kWh
16.2619 | 14.8094 | 31.0713 | kWh
16.2619 | 16.9817 | 33.2435 | kWh
15.5227 | 18.4037 | 33.9264 | kWh
15.5227 | 19.8461 | 35.3688 | kWh
12.566 | 21.6026 | 34.1685 | kWh
11.8268 | 23.2891 | 35.1159 | kWh
15.5227 | 24.9711 | 40.4938 | kWh
19.9577 | 26.3319 | 46.2897 | kWh
19.9577 | 26.81 | 46.7678 | kWh
14.7835 | 26.3352 | 41.1187 | kWh
7.3918 | 23.279 | 30.6708 | kWh
0.94 | 22.4215 | 23.3615 | kWh
0.94 | 22.7541 | 23.6941 | kWh
0.94 | 23.3368 | 24.2768 | kWh
0.94 | 23.6162 | 24.5562 | kWh
0.94 | 23.1461 | 24.0861 | kWh
0.94 | 21.6894 | 22.6294 | kWh
0.94 | 19.9358 | 20.8758 | kWh
0.94 | 17.9945 | 18.9345 | kWh
0.94 | 14.4744 | 15.4144 | kWh
0.94 | 10.7976 | 11.7376 | kWh
7.3918 | 8.714 | 16.1057 | kWh
11.8268 | 8.1236 | 19.9504 | kWh
16.2619 | 10.0387 | 26.3005 | kWh
16.2619 | 14.8094 | 31.0713 | kWh
16.2619 | 16.9817 | 33.2435 | kWh
15.5227 | 18.4037 | 33.9264 | kWh
15.5227 | 19.8461 | 35.3688 | kWh
12.566 | 21.6026 | 34.1685 | kWh
11.8268 | 23.2891 | 35.1159 | kWh
15.5227 | 24.9711 | 40.4938 | kWh
19.9577 | 26.3319 | 46.2897 | kWh
19.9577 | 26.81 | 46.7678 | kWh
14.7835 | 26.3352 | 41.1187 | kWh
7.3918 | 23.279 | 30.6708 | kWh
0.94 | 22.4215 | 23.3615 | kWh
0.94 | 22.7541 | 23.6941 | kWh
0.94 | 23.3368 | 24.2768 | kWh
0.94 | 23.6162 | 24.5562 | kWh
0.94 | 23.1461 | 24.0861 | kWh
0.94 | 21.6894 | 22.6294 | kWh
0.94 | 19.9358 | 20.8758 | kWh
0.94 | 17.9945 | 18.9345 | kWh
0.94 | 14.4744 | 15.4144 | kWh
0.94 | 10.7976 | 11.7376 | kWh
7.3918 | 8.714 | 16.1057 | kWh
11.8268 | 8.1236 | 19.9504 | kWh
16.2619 | 10.0387 | 26.3005 | kWh
16.2619 | 14.8094 | 31.0713 | kWh
16.2619 | 16.9817 | 33.2435 | kWh
15.5227 | 18.4037 | 33.9264 | kWh
15.5227 | 19.8461 | 35.3688 | kWh
12.566 | 21.6026 | 34.1685 | kWh
11.8268 | 23.2891 | 35.1159 | kWh
15.5227 | 24.9711 | 40.4938 | kWh
19.9577 | 26.3319 | 46.2897 | kWh
19.9577 | 26.81 | 46.7678 | kWh
14.7835 | 26.3352 | 41.1187 | kWh
7.3918 | 23.279 | 30.6708 | kWh
0.94 | 22.4215 | 23.3615 | kWh
0.94 | 22.7541 | 23.6941 | kWh
0.94 | 23.3368 | 24.2768 | kWh
0.94 | 23.6162 | 24.5562 | kWh
0.94 | 29.3065 | 30.2465 | kWh
0.94 | 27.2091 | 28.1491 | kWh
0.94 | 24.2707 | 25.2107 | kWh
0.94 | 20.5017 | 21.4417 | kWh
0.94 | 16.5788 | 17.5188 | kWh
0.94 | 13.4014 | 14.3414 | kWh
0.94 | 10.7273 | 11.6673 | kWh
0.94 | 8.227 | 9.167 | kWh
0.94 | 6.2562 | 7.1962 | kWh
0.94 | 5.09 | 6.03 | kWh
0.94 | 5.1245 | 6.0645 | kWh
0.94 | 6.0222 | 6.9622 | kWh
0.94 | 8.2704 | 9.2104 | kWh
0.94 | 11.2802 | 12.2202 | kWh
0.94 | 14.4549 | 15.3949 | kWh
0.94 | 17.7361 | 18.6761 | kWh
0.94 | 21.1991 | 22.1391 | kWh
0.94 | 25.1191 | 26.0591 | kWh
0.94 | 28.8878 | 29.8278 | kWh
0.94 | 31.4065 | 32.3465 | kWh
0.94 | 32.7107 | 33.6507 | kWh
0.94 | 33.1482 | 34.0882 | kWh
0.94 | 32.561 | 33.501 | kWh
0.94 | 31.2065 | 32.1465 | kWh
0.94 | 29.3065 | 30.2465 | kWh
0.94 | 27.2091 | 28.1491 | kWh
0.94 | 24.2707 | 25.2107 | kWh
0.94 | 20.5017 | 21.4417 | kWh
0.94 | 16.5788 | 17.5188 | kWh
0.94 | 13.4014 | 14.3414 | kWh
0.94 | 10.7273 | 11.6673 | kWh
0.94 | 8.227 | 9.167 | kWh
0.94 | 6.2562 | 7.1962 | kWh
0.94 | 5.09 | 6.03 | kWh
0.94 | 5.1245 | 6.0645 | kWh
0.94 | 6.0222 | 6.9622 | kWh
0.94 | 8.2704 | 9.2104 | kWh
0.94 | 11.2802 | 12.2202 | kWh
0.94 | 14.4549 | 15.3949 | kWh
0.94 | 17.7361 | 18.6761 | kWh
0.94 | 21.1991 | 22.1391 | kWh
0.94 | 25.1191 | 26.0591 | kWh
0.94 | 28.8878 | 29.8278 | kWh
0.94 | 31.4065 | 32.3465 | kWh
0.94 | 32.7107 | 33.6507 | kWh
0.94 | 33.1482 | 34.0882 | kWh
0.94 | 32.561 | 33.501 | kWh
0.94 | 31.2065 | 32.1465 | kWh
0.94 | 23.1461 | 24.0861 | kWh
0.94 | 21.6894 | 22.6294 | kWh
0.94 | 19.9358 | 20.8758 | kWh
0.94 | 17.9945 | 18.9345 | kWh
0.94 | 14.4744 | 15.4144 | kWh
0.94 | 10.7976 | 11.7376 | kWh
7.3918 | 8.714 | 16.1057 | kWh
11.8268 | 8.1236 | 19.9504 | kWh
16.2619 | 10.0387 | 26.3005 | kWh
16.2619 | 14.8094 | 31.0713 | kWh
16.2619 | 16.9817 | 33.2435 | kWh
15.5227 | 18.4037 | 33.9264 | kWh
15.5227 | 19.8461 | 35.3688 | kWh
12.566 | 21.6026 | 34.1685 | kWh
11.8268 | 23.2891 | 35.1159 | kWh
15.5227 | 24.9711 | 40.4938 | kWh
19.9577 | 26.3319 | 46.2897 | kWh
19.9577 | 26.81 | 46.7678 | kWh
14.7835 | 26.3352 | 41.1187 | kWh
7.3918 | 23.279 | 30.6708 | kWh
0.94 | 22.4215 | 23.3615 | kWh
0.94 | 22.7541 | 23.6941 | kWh
0.94 | 23.3368 | 24.2768 | kWh
0.94 | 23.6162 | 24.5562 | kWh
0.94 | 23.1461 | 24.0861 | kWh
0.94 | 21.6894 | 22.6294 | kWh
0.94 | 19.9358 | 20.8758 | kWh
0.94 | 17.9945 | 18.9345 | kWh
0.94 | 14.4744 | 15.4144 | kWh
0.94 | 10.7976 | 11.7376 | kWh
7.3918 | 8.714 | 16.1057 | kWh
11.8268 | 8.1236 | 19.9504 | kWh
16.2619 | 10.0387 | 26.3005 | kWh
16.2619 | 14.8094 | 31.0713 | kWh
16.2619 | 16.9817 | 33.2435 | kWh
15.5227 | 18.4037 | 33.9264 | kWh
15.5227 | 19.8461 | 35.3688 | kWh
12.566 | 21.6026 | 34.1685 | kWh
11.8268 | 23.2891 | 35.1159 | kWh
15.5227 | 24.9711 | 40.4938 | kWh
19.9577 | 26.3319 | 46.2897 | kWh
19.9577 | 26.81 | 46.7678 | kWh
14.7835 | 26.3352 | 41.1187 | kWh
7.3918 | 23.279 | 30.6708 | kWh
0.94 | 22.4215 | 23.3615 | kWh
0.94 | 22.7541 | 23.6941 | kWh
0.94 | 23.3368 | 24.2768 | kWh
0.94 | 23.6162 | 24.5562 | kWh
0.94 | 23.1461 | 24.0861 | kWh
0.94 | 21.6894 | 22.6294 | kWh
0.94 | 19.9358 | 20.8758 | kWh
0.94 | 17.9945 | 18.9345 | kWh
0.94 | 14.4744 | 15.4144 | kWh
0.94 | 10.7976 | 11.7376 | kWh
7.3918 | 8.714 | 16.1057 | kWh
11.8268 | 8.1236 | 19.9504 | kWh
16.2619 | 10.0387 | 26.3005 | kWh
16.2619 | 14.8094 | 31.0713 | kWh
16.2619 | 16.9817 | 33.2435 | kWh
15.5227 | 18.4037 | 33.9264 | kWh
15.5227 | 19.8461 | 35.3688 | kWh
12.566 | 21.6026 | 34.1685 | kWh
11.8268 | 23.2891 | 35.1159 | kWh
15.5227 | 24.9711 | 40.4938 | kWh
19.9577 | 26.3319 | 46.2897 | kWh
19.9577 | 26.81 | 46.7678 | kWh
14.7835 | 26.3352 | 41.1187 | kWh
7.3918 | 23.279 | 30.6708 | kWh
0.94 | 22.4215 | 23.3615 | kWh
0.94 | 22.7541 | 23.6941 | kWh
0.94 | 23.3368 | 24.2768 | kWh
0.94 | 23.6162 | 24.5562 | kWh
0.94 | 23.1461 | 24.0861 | kWh
0.94 | 21.6894 | 22.6294 | kWh
0.94 | 19.9358 | 20.8758 | kWh
0.94 | 17.9945 | 18.9345 | kWh
0.94 | 14.4744 | 15.4144 | kWh
0.94 | 10.7976 | 11.7376 | kWh
7.3918 | 8.714 | 16.1057 | kWh
11.8268 | 8.1236 | 19.9504 | kWh
16.2619 | 10.0387 | 26.3005 | kWh
16.2619 | 14.8094 | 31.0713 | kWh
16.2619 | 16.9817 | 33.2435 | kWh
15.5227 | 18.4037 | 33.9264 | kWh
15.5227 | 19.8461 | 35.3688 | kWh
12.566 | 21.6026 | 34.1685 | kWh
11.8268 | 23.2891 | 35.1159 | kWh
15.5227 | 24.9711 | 40.4938 | kWh
19.9577 | 26.3319 | 46.2897 | kWh
19.9577 | 26.81 | 46.7678 | kWh
14.7835 | 26.3352 | 41.1187 | kWh
7.3918 | 23.279 | 30.6708 | kWh
0.94 | 22.4215 | 23.3615 | kWh
0.94 | 22.7541 | 23.6941 | kWh
0.94 | 23.3368 | 24.2768 | kWh
0.94 | 23.6162 | 24.5562 | kWh
0.94 | 23.1461 | 24.0861 | kWh
0.94 | 21.6894 | 22.6294 | kWh
0.94 | 19.9358 | 20.8758 | kWh
0.94 | 17.9945 | 18.9345 | kWh
0.94 | 14.4744 | 15.4144 | kWh
0.94 | 10.7976 | 11.7376 | kWh
7.3918 | 8.714 | 16.1057 | kWh
11.8268 | 8.1236 | 19.9504 | kWh
16.2619 | 10.0387 | 26.3005 | kWh
16.2619 | 14.8094 | 31.0713 | kWh
16.2619 | 16.9817 | 33.2435 | kWh
15.5227 | 18.4037 | 33.9264 | kWh
15.5227 | 19.8461 | 35.3688 | kWh
12.566 | 21.6026 | 34.1685 | kWh
11.8268 | 23.2891 | 35.1159 | kWh
15.5227 | 24.9711 | 40.4938 | kWh
19.9577 | 26.3319 | 46.2897 | kWh
19.9577 | 26.81 | 46.7678 | kWh
14.7835 | 26.3352 | 41.1187 | kWh
7.3918 | 23.279 | 30.6708 | kWh
0.94 | 22.4215 | 23.3615 | kWh
0.94 | 22.7541 | 23.6941 | kWh
0.94 | 23.3368 | 24.2768 | kWh
0.94 | 23.6162 | 24.5562 | kWh
0.94 | 29.3065 | 30.2465 | kWh
0.94 | 27.2091 | 28.1491 | kWh
0.94 | 24.2707 | 25.2107 | kWh
0.94 | 20.5017 | 21.4417 | kWh
0.94 | 16.5788 | 17.5188 | kWh
0.94 | 13.4014 | 14.3414 | kWh
0.94 | 10.7273 | 11.6673 | kWh
0.94 | 8.227 | 9.167 | kWh
0.94 | 6.2562 | 7.1962 | kWh
0.94 | 5.09 | 6.03 | kWh
0.94 | 5.1245 | 6.0645 | kWh
0.94 | 6.0222 | 6.9622 | kWh
0.94 | 8.2704 | 9.2104 | kWh
0.94 | 11.2802 | 12.2202 | kWh
0.94 | 14.4549 | 15.3949 | kWh
0.94 | 17.7361 | 18.6761 | kWh
0.94 | 21.1991 | 22.1391 | kWh
0.94 | 25.1191 | 26.0591 | kWh
0.94 | 28.8878 | 29.8278 | kWh
0.94 | 31.4065 | 32.3465 | kWh
0.94 | 32.7107 | 33.6507 | kWh
0.94 | 33.1482 | 34.0882 | kWh
0.94 | 32.561 | 33.501 | kWh
0.94 | 31.2065 | 32.1465 | kWh
0.94 | 29.3065 | 30.2465 | kWh
0.94 | 27.2091 | 28.1491 | kWh
0.94 | 24.2707 | 25.2107 | kWh
0.94 | 20.5017 | 21.4417 | kWh
0.94 | 16.5788 | 17.5188 | kWh
0.94 | 13.4014 | 14.3414 | kWh
0.94 | 10.7273 | 11.6673 | kWh
0.94 | 8.227 | 9.167 | kWh
0.94 | 6.2562 | 7.1962 | kWh
0.94 | 5.09 | 6.03 | kWh
0.94 | 5.1245 | 6.0645 | kWh
0.94 | 6.0222 | 6.9622 | kWh
0.94 | 8.2704 | 9.2104 | kWh
0.94 | 11.2802 | 12.2202 | kWh
0.94 | 14.4549 | 15.3949 | kWh
0.94 | 17.7361 | 18.6761 | kWh
0.94 | 21.1991 | 22.1391 | kWh
0.94 | 25.1191 | 26.0591 | kWh
0.94 | 28.8878 | 29.8278 | kWh
0.94 | 31.4065 | 32.3465 | kWh
0.94 | 32.7107 | 33.6507 | kWh
0.94 | 33.1482 | 34.0882 | kWh
0.94 | 32.561 | 33.501 | kWh
0.94 | 31.2065 | 32.1465 | kWh
0.94 | 23.1461 | 24.0861 | kWh
0.94 | 21.6894 | 22.6294 | kWh
0.94 | 19.9358 | 20.8758 | kWh
0.94 | 17.9945 | 18.9345 | kWh
0.94 | 14.4744 | 15.4144 | kWh
0.94 | 10.7976 | 11.7376 | kWh
7.3918 | 8.714 | 16.1057 | kWh
11.8268 | 8.1236 | 19.9504 | kWh
16.2619 | 10.0387 | 26.3005 | kWh
16.2619 | 14.8094 | 31.0713 | kWh
16.2619 | 16.9817 | 33.2435 | kWh
15.5227 | 18.4037 | 33.9264 | kWh
15.5227 | 19.8461 | 35.3688 | kWh
12.566 | 21.6026 | 34.1685 | kWh
11.8268 | 23.2891 | 35.1159 | kWh
15.5227 | 24.9711 | 40.4938 | kWh
19.9577 | 26.3319 | 46.2897 | kWh
19.9577 | 26.81 | 46.7678 | kWh
14.7835 | 26.3352 | 41.1187 | kWh
7.3918 | 23.279 | 30.6708 | kWh
0.94 | 22.4215 | 23.3615 | kWh
0.94 | 22.7541 | 23.6941 | kWh
0.94 | 23.3368 | 24.2768 | kWh
0.94 | 23.6162 | 24.5562 | kWh
0.94 | 23.1461 | 24.0861 | kWh
0.94 | 21.6894 | 22.6294 | kWh
0.94 | 19.9358 | 20.8758 | kWh
0.94 | 17.9945 | 18.9345 | kWh
0.94 | 14.4744 | 15.4144 | kWh
0.94 | 10.7976 | 11.7376 | kWh
7.3918 | 8.714 | 16.1057 | kWh
11.8268 | 8.1236 | 19.9504 | kWh
16.2619 | 10.0387 | 26.3005 | kWh
16.2619 | 14.8094 | 31.0713 | kWh
16.2619 | 16.9817 | 33.2435 | kWh
15.5227 | 18.4037 | 33.9264 | kWh
15.5227 | 19.8461 | 35.3688 | kWh
12.566 | 21.6026 | 34.1685 | kWh
11.8268 | 23.2891 | 35.1159 | kWh
15.5227 | 24.9711 | 40.4938 | kWh
19.9577 | 26.3319 | 46.2897 | kWh
19.9577 | 26.81 | 46.7678 | kWh
14.7835 | 26.3352 | 41.1187 | kWh
7.3918 | 23.279 | 30.6708 | kWh
0.94 | 22.4215 | 23.3615 | kWh
0.94 | 22.7541 | 23.6941 | kWh
0.94 | 23.3368 | 24.2768 | kWh
0.94 | 23.6162 | 24.5562 | kWh
0.94 | 23.1461 | 24.0861 | kWh
0.94 | 21.6894 | 22.6294 | kWh
0.94 | 19.9358 | 20.8758 | kWh
0.94 | 17.9945 | 18.9345 | kWh
0.94 | 14.4744 | 15.4144 | kWh
0.94 | 10.7976 | 11.7376 | kWh
7.3918 | 8.714 | 16.1057 | kWh
11.8268 | 8.1236 | 19.9504 | kWh
16.2619 | 10.0387 | 26.3005 | kWh
16.2619 | 14.8094 | 31.0713 | kWh
16.2619 | 16.9817 | 33.2435 | kWh
15.5227 | 18.4037 | 33.9264 | kWh
15.5227 | 19.8461 | 35.3688 | kWh
12.566 | 21.6026 | 34.1685 | kWh
11.8268 | 23.2891 | 35.1159 | kWh
15.5227 | 24.9711 | 40.4938 | kWh
19.9577 | 26.3319 | 46.2897 | kWh
19.9577 | 26.81 | 46.7678 | kWh
14.7835 | 26.3352 | 41.1187 | kWh
7.3918 | 23.279 | 30.6708 | kWh
0.94 | 22.4215 | 23.3615 | kWh
0.94 | 22.7541 | 23.6941 | kWh
0.94 | 23.3368 | 24.2768 | kWh
0.94 | 23.6162 | 24.5562 | kWh
0.94 | 23.1461 | 24.0861 | kWh
0.94 | 21.6894 | 22.6294 | kWh
0.94 | 19.9358 | 20.8758 | kWh
0.94 | 17.9945 | 18.9345 | kWh
0.94 | 14.4744 | 15.4144 | kWh
0.94 | 10.7976 | 11.7376 | kWh
7.3918 | 8.714 | 16.1057 | kWh
11.8268 | 8.1236 | 19.9504 | kWh
16.2619 | 10.0387 | 26.3005 | kWh
16.2619 | 14.8094 | 31.0713 | kWh
16.2619 | 16.9817 | 33.2435 | kWh
15.5227 | 18.4037 | 33.9264 | kWh
15.5227 | 19.8461 | 35.3688 | kWh
12.566 | 21.6026 | 34.1685 | kWh
11.8268 | 23.2891 | 35.1159 | kWh
15.5227 | 24.9711 | 40.4938 | kWh
19.9577 | 26.3319 | 46.2897 | kWh
19.9577 | 26.81 | 46.7678 | kWh
14.7835 | 26.3352 | 41.1187 | kWh
7.3918 | 23.279 | 30.6708 | kWh
0.94 | 22.4215 | 23.3615 | kWh
0.94 | 22.7541 | 23.6941 | kWh
0.94 | 23.3368 | 24.2768 | kWh
0.94 | 23.6162 | 24.5562 | kWh
0.94 | 23.1461 | 24.0861 | kWh
0.94 | 21.6894 | 22.6294 | kWh
0.94 | 19.9358 | 20.8758 | kWh
0.94 | 17.9945 | 18.9345 | kWh
0.94 | 14.4744 | 15.4144 | kWh
0.94 | 10.7976 | 11.7376 | kWh
7.3918 | 8.714 | 16.1057 | kWh
11.8268 | 8.1236 | 19.9504 | kWh
16.2619 | 10.0387 | 26.3005 | kWh
16.2619 | 14.8094 | 31.0713 | kWh
16.2619 | 16.9817 | 33.2435 | kWh
15.5227 | 18.4037 | 33.9264 | kWh
15.5227 | 19.8461 | 35.3688 | kWh
12.566 | 21.6026 | 34.1685 | kWh
11.8268 | 23.2891 | 35.1159 | kWh
15.5227 | 24.9711 | 40.4938 | kWh
19.9577 | 26.3319 | 46.2897 | kWh
19.9577 | 26.81 | 46.7678 | kWh
14.7835 | 26.3352 | 41.1187 | kWh
7.3918 | 23.279 | 30.6708 | kWh
0.94 | 22.4215 | 23.3615 | kWh
0.94 | 22.7541 | 23.6941 | kWh
0.94 | 23.3368 | 24.2768 | kWh
0.94 | 23.6162 | 24.5562 | kWh
0.94 | 29.3065 | 30.2465 | kWh
0.94 | 27.2091 | 28.1491 | kWh
0.94 | 24.2707 | 25.2107 | kWh
0.94 | 20.5017 | 21.4417 | kWh
0.94 | 16.5788 | 17.5188 | kWh
0.94 | 13.4014 | 14.3414 | kWh
0.94 | 10.7273 | 11.6673 | kWh
0.94 | 8.227 | 9.167 | kWh
0.94 | 6.2562 | 7.1962 | kWh
0.94 | 5.09 | 6.03 | kWh
0.94 | 5.1245 | 6.0645 | kWh
0.94 | 6.0222 | 6.9622 | kWh
0.94 | 8.2704 | 9.2104 | kWh
0.94 | 11.2802 | 12.2202 | kWh
0.94 | 14.4549 | 15.3949 | kWh
0.94 | 17.7361 | 18.6761 | kWh
0.94 | 21.1991 | 22.1391 | kWh
0.94 | 25.1191 | 26.0591 | kWh
0.94 | 28.8878 | 29.8278 | kWh
0.94 | 31.4065 | 32.3465 | kWh
0.94 | 32.7107 | 33.6507 | kWh
0.94 | 33.1482 | 34.0882 | kWh
0.94 | 32.561 | 33.501 | kWh
0.94 | 31.2065 | 32.1465 | kWh
0.94 | 29.3065 | 30.2465 | kWh
0.94 | 27.2091 | 28.1491 | kWh
0.94 | 24.2707 | 25.2107 | kWh
0.94 | 20.5017 | 21.4417 | kWh
0.94 | 16.5788 | 17.5188 | kWh
0.94 | 13.4014 | 14.3414 | kWh
0.94 | 10.7273 | 11.6673 | kWh
0.94 | 8.227 | 9.167 | kWh
0.94 | 6.2562 | 7.1962 | kWh
0.94 | 5.09 | 6.03 | kWh
0.94 | 5.1245 | 6.0645 | kWh
0.94 | 6.0222 | 6.9622 | kWh
0.94 | 8.2704 | 9.2104 | kWh
0.94 | 11.2802 | 12.2202 | kWh
0.94 | 14.4549 | 15.3949 | kWh
0.94 | 17.7361 | 18.6761 | kWh
0.94 | 21.1991 | 22.1391 | kWh
0.94 | 25.1191 | 26.0591 | kWh
0.94 | 28.8878 | 29.8278 | kWh
0.94 | 31.4065 | 32.3465 | kWh
0.94 | 32.7107 | 33.6507 | kWh
0.94 | 33.1482 | 34.0882 | kWh
0.94 | 32.561 | 33.501 | kWh
0.94 | 31.2065 | 32.1465 | kWh
0.94 | 23.1461 | 24.0861 | kWh
0.94 | 21.6894 | 22.6294 | kWh
0.94 | 19.9358 | 20.8758 | kWh
0.94 | 17.9945 | 18.9345 | kWh
0.94 | 14.4744 | 15.4144 | kWh
0.94 | 10.7976 | 11.7376 | kWh
7.3918 | 8.714 | 16.1057 | kWh
11.8268 | 8.1236 | 19.9504 | kWh
16.2619 | 10.0387 | 26.3005 | kWh
16.2619 | 14.8094 | 31.0713 | kWh
16.2619 | 16.9817 | 33.2435 | kWh
15.5227 | 18.4037 | 33.9264 | kWh
15.5227 | 19.8461 | 35.3688 | kWh
12.566 | 21.6026 | 34.1685 | kWh
11.8268 | 23.2891 | 35.1159 | kWh
15.5227 | 24.9711 | 40.4938 | kWh
19.9577 | 26.3319 | 46.2897 | kWh
19.9577 | 26.81 | 46.7678 | kWh
14.7835 | 26.3352 | 41.1187 | kWh
7.3918 | 23.279 | 30.6708 | kWh
0.94 | 22.4215 | 23.3615 | kWh
0.94 | 22.7541 | 23.6941 | kWh
0.94 | 23.3368 | 24.2768 | kWh
0.94 | 23.6162 | 24.5562 | kWh
0.94 | 23.1461 | 24.0861 | kWh
0.94 | 21.6894 | 22.6294 | kWh
0.94 | 19.9358 | 20.8758 | kWh
0.94 | 17.9945 | 18.9345 | kWh
0.94 | 14.4744 | 15.4144 | kWh
0.94 | 10.7976 | 11.7376 | kWh
7.3918 | 8.714 | 16.1057 | kWh
11.8268 | 8.1236 | 19.9504 | kWh
16.2619 | 10.0387 | 26.3005 | kWh
16.2619 | 14.8094 | 31.0713 | kWh
16.2619 | 16.9817 | 33.2435 | kWh
15.5227 | 18.4037 | 33.9264 | kWh
15.5227 | 19.8461 | 35.3688 | kWh
12.566 | 21.6026 | 34.1685 | kWh
11.8268 | 23.2891 | 35.1159 | kWh
15.5227 | 24.9711 | 40.4938 | kWh
19.9577 | 26.3319 | 46.2897 | kWh
19.9577 | 26.81 | 46.7678 | kWh
14.7835 | 26.3352 | 41.1187 | kWh
7.3918 | 23.279 | 30.6708 | kWh
0.94 | 22.4215 | 23.3615 | kWh
0.94 | 22.7541 | 23.6941 | kWh
0.94 | 23.3368 | 24.2768 | kWh
0.94 | 23.6162 | 24.5562 | kWh
0.94 | 23.1461 | 24.0861 | kWh
0.94 | 21.6894 | 22.6294 | kWh
0.94 | 19.9358 | 20.8758 | kWh
0.94 | 17.9945 | 18.9345 | kWh
0.94 | 14.4744 | 15.4144 | kWh
0.94 | 10.7976 | 11.7376 | kWh
7.3918 | 8.714 | 16.1057 | kWh
11.8268 | 8.1236 | 19.9504 | kWh
16.2619 | 10.0387 | 26.3005 | kWh
16.2619 | 14.8094 | 31.0713 | kWh
16.2619 | 16.9817 | 33.2435 | kWh
15.5227 | 18.4037 | 33.9264 | kWh
15.5227 | 19.8461 | 35.3688 | kWh
12.566 | 21.6026 | 34.1685 | kWh
11.8268 | 23.2891 | 35.1159 | kWh
15.5227 | 24.9711 | 40.4938 | kWh
19.9577 | 26.3319 | 46.2897 | kWh
19.9577 | 26.81 | 46.7678 | kWh
14.7835 | 26.3352 | 41.1187 | kWh
7.3918 | 23.279 | 30.6708 | kWh
0.94 | 22.4215 | 23.3615 | kWh
0.94 | 22.7541 | 23.6941 | kWh
0.94 | 23.3368 | 24.2768 | kWh
0.94 | 23.6162 | 24.5562 | kWh
0.94 | 23.1461 | 24.0861 | kWh
0.94 | 21.6894 | 22.6294 | kWh
0.94 | 19.9358 | 20.8758 | kWh
0.94 | 17.9945 | 18.9345 | kWh
0.94 | 14.4744 | 15.4144 | kWh
0.94 | 10.7976 | 11.7376 | kWh
7.3918 | 8.714 | 16.1057 | kWh
11.8268 | 8.1236 | 19.9504 | kWh
16.2619 | 10.0387 | 26.3005 | kWh
16.2619 | 14.8094 | 31.0713 | kWh
16.2619 | 16.9817 | 33.2435 | kWh
15.5227 | 18.4037 | 33.9264 | kWh
15.5227 | 19.8461 | 35.3688 | kWh
12.566 | 21.6026 | 34.1685 | kWh
11.8268 | 23.2891 | 35.1159 | kWh
15.5227 | 24.9711 | 40.4938 | kWh
19.9577 | 26.3319 | 46.2897 | kWh
19.9577 | 26.81 | 46.7678 | kWh
14.7835 | 26.3352 | 41.1187 | kWh
7.3918 | 23.279 | 30.6708 | kWh
0.94 | 22.4215 | 23.3615 | kWh
0.94 | 22.7541 | 23.6941 | kWh
0.94 | 23.3368 | 24.2768 | kWh
0.94 | 23.6162 | 24.5562 | kWh
0.94 | 23.1461 | 24.0861 | kWh
0.94 | 21.6894 | 22.6294 | kWh
0.94 | 19.9358 | 20.8758 | kWh
0.94 | 17.9945 | 18.9345 | kWh
0.94 | 14.4744 | 15.4144 | kWh
0.94 | 10.7976 | 11.7376 | kWh
7.3918 | 8.714 | 16.1057 | kWh
11.8268 | 8.1236 | 19.9504 | kWh
16.2619 | 10.0387 | 26.3005 | kWh
16.2619 | 14.8094 | 31.0713 | kWh
16.2619 | 16.9817 | 33.2435 | kWh
15.5227 | 18.4037 | 33.9264 | kWh
15.5227 | 19.8461 | 35.3688 | kWh
12.566 | 21.6026 | 34.1685 | kWh
11.8268 | 23.2891 | 35.1159 | kWh
15.5227 | 24.9711 | 40.4938 | kWh
19.9577 | 26.3319 | 46.2897 | kWh
19.9577 | 26.81 | 46.7678 | kWh
14.7835 | 26.3352 | 41.1187 | kWh
7.3918 | 23.279 | 30.6708 | kWh
0.94 | 22.4215 | 23.3615 | kWh
0.94 | 22.7541 | 23.6941 | kWh
0.94 | 23.3368 | 24.2768 | kWh
0.94 | 23.6162 | 24.5562 | kWh
0.94 | 29.3065 | 30.2465 | kWh
0.94 | 27.2091 | 28.1491 | kWh
0.94 | 24.2707 | 25.2107 | kWh
0.94 | 20.5017 | 21.4417 | kWh
0.94 | 16.5788 | 17.5188 | kWh
0.94 | 13.4014 | 14.3414 | kWh
0.94 | 10.7273 | 11.6673 | kWh
0.94 | 8.227 | 9.167 | kWh
0.94 | 6.2562 | 7.1962 | kWh
0.94 | 5.09 | 6.03 | kWh
0.94 | 5.1245 | 6.0645 | kWh
0.94 | 6.0222 | 6.9622 | kWh
0.94 | 8.2704 | 9.2104 | kWh
0.94 | 11.2802 | 12.2202 | kWh
0.94 | 14.4549 | 15.3949 | kWh
0.94 | 17.7361 | 18.6761 | kWh
0.94 | 21.1991 | 22.1391 | kWh
0.94 | 25.1191 | 26.0591 | kWh
0.94 | 28.8878 | 29.8278 | kWh
0.94 | 31.4065 | 32.3465 | kWh
0.94 | 32.7107 | 33.6507 | kWh
0.94 | 33.1482 | 34.0882 | kWh
0.94 | 32.561 | 33.501 | kWh
0.94 | 31.2065 | 32.1465 | kWh
0.94 | 29.3065 | 30.2465 | kWh
0.94 | 27.2091 | 28.1491 | kWh
0.94 | 24.2707 | 25.2107 | kWh
0.94 | 20.5017 | 21.4417 | kWh
0.94 | 16.5788 | 17.5188 | kWh
0.94 | 13.4014 | 14.3414 | kWh
0.94 | 10.7273 | 11.6673 | kWh
0.94 | 8.227 | 9.167 | kWh
0.94 | 6.2562 | 7.1962 | kWh
0.94 | 5.09 | 6.03 | kWh
0.94 | 5.1245 | 6.0645 | kWh
0.94 | 6.0222 | 6.9622 | kWh
0.94 | 8.2704 | 9.2104 | kWh
0.94 | 11.2802 | 12.2202 | kWh
0.94 | 14.4549 | 15.3949 | kWh
0.94 | 17.7361 | 18.6761 | kWh
0.94 | 21.1991 | 22.1391 | kWh
0.94 | 25.1191 | 26.0591 | kWh
0.94 | 28.8878 | 29.8278 | kWh
0.94 | 31.4065 | 32.3465 | kWh
0.94 | 32.7107 | 33.6507 | kWh
0.94 | 33.1482 | 34.0882 | kWh
0.94 | 32.561 | 33.501 | kWh
0.94 | 31.2065 | 32.1465 | kWh
0.94 | 23.1461 | 24.0861 | kWh
0.94 | 21.6894 | 22.6294 | kWh
0.94 | 19.9358 | 20.8758 | kWh
0.94 | 17.9945 | 18.9345 | kWh
0.94 | 14.4744 | 15.4144 | kWh
0.94 | 10.7976 | 11.7376 | kWh
7.3918 | 8.714 | 16.1057 | kWh
11.8268 | 8.1236 | 19.9504 | kWh
16.2619 | 10.0387 | 26.3005 | kWh
16.2619 | 14.8094 | 31.0713 | kWh
16.2619 | 16.9817 | 33.2435 | kWh
15.5227 | 18.4037 | 33.9264 | kWh
15.5227 | 19.8461 | 35.3688 | kWh
12.566 | 21.6026 | 34.1685 | kWh
11.8268 | 23.2891 | 35.1159 | kWh
15.5227 | 24.9711 | 40.4938 | kWh
19.9577 | 26.3319 | 46.2897 | kWh
19.9577 | 26.81 | 46.7678 | kWh
14.7835 | 26.3352 | 41.1187 | kWh
7.3918 | 23.279 | 30.6708 | kWh
0.94 | 22.4215 | 23.3615 | kWh
0.94 | 22.7541 | 23.6941 | kWh
0.94 | 23.3368 | 24.2768 | kWh
0.94 | 23.6162 | 24.5562 | kWh
0.94 | 23.1461 | 24.0861 | kWh
0.94 | 21.6894 | 22.6294 | kWh
0.94 | 19.9358 | 20.8758 | kWh
0.94 | 17.9945 | 18.9345 | kWh
0.94 | 14.4744 | 15.4144 | kWh
0.94 | 10.7976 | 11.7376 | kWh
7.3918 | 8.714 | 16.1057 | kWh
11.8268 | 8.1236 | 19.9504 | kWh
16.2619 | 10.0387 | 26.3005 | kWh
16.2619 | 14.8094 | 31.0713 | kWh
16.2619 | 16.9817 | 33.2435 | kWh
15.5227 | 18.4037 | 33.9264 | kWh
15.5227 | 19.8461 | 35.3688 | kWh
12.566 | 21.6026 | 34.1685 | kWh
11.8268 | 23.2891 | 35.1159 | kWh
15.5227 | 24.9711 | 40.4938 | kWh
19.9577 | 26.3319 | 46.2897 | kWh
19.9577 | 26.81 | 46.7678 | kWh
14.7835 | 26.3352 | 41.1187 | kWh
7.3918 | 23.279 | 30.6708 | kWh
0.94 | 22.4215 | 23.3615 | kWh
0.94 | 22.7541 | 23.6941 | kWh
0.94 | 23.3368 | 24.2768 | kWh
0.94 | 23.6162 | 24.5562 | kWh
0.94 | 23.1461 | 24.0861 | kWh
0.94 | 21.6894 | 22.6294 | kWh
0.94 | 19.9358 | 20.8758 | kWh
0.94 | 17.9945 | 18.9345 | kWh
0.94 | 14.4744 | 15.4144 | kWh
0.94 | 10.7976 | 11.7376 | kWh
7.3918 | 8.714 | 16.1057 | kWh
11.8268 | 8.1236 | 19.9504 | kWh
16.2619 | 10.0387 | 26.3005 | kWh
16.2619 | 14.8094 | 31.0713 | kWh
16.2619 | 16.9817 | 33.2435 | kWh
15.5227 | 18.4037 | 33.9264 | kWh
15.5227 | 19.8461 | 35.3688 | kWh
12.566 | 21.6026 | 34.1685 | kWh
11.8268 | 23.2891 | 35.1159 | kWh
15.5227 | 24.9711 | 40.4938 | kWh
19.9577 | 26.3319 | 46.2897 | kWh
19.9577 | 26.81 | 46.7678 | kWh
14.7835 | 26.3352 | 41.1187 | kWh
7.3918 | 23.279 | 30.6708 | kWh
0.94 | 22.4215 | 23.3615 | kWh
0.94 | 22.7541 | 23.6941 | kWh
0.94 | 23.3368 | 24.2768 | kWh
0.94 | 23.6162 | 24.5562 | kWh
0.94 | 23.1461 | 24.0861 | kWh
0.94 | 21.6894 | 22.6294 | kWh
0.94 | 19.9358 | 20.8758 | kWh
0.94 | 17.9945 | 18.9345 | kWh
0.94 | 14.4744 | 15.4144 | kWh
0.94 | 10.7976 | 11.7376 | kWh
7.3918 | 8.714 | 16.1057 | kWh
11.8268 | 8.1236 | 19.9504 | kWh
16.2619 | 10.0387 | 26.3005 | kWh
16.2619 | 14.8094 | 31.0713 | kWh
16.2619 | 16.9817 | 33.2435 | kWh
15.5227 | 18.4037 | 33.9264 | kWh
15.5227 | 19.8461 | 35.3688 | kWh
12.566 | 21.6026 | 34.1685 | kWh
11.8268 | 23.2891 | 35.1159 | kWh
15.5227 | 24.9711 | 40.4938 | kWh
19.9577 | 26.3319 | 46.2897 | kWh
19.9577 | 26.81 | 46.7678 | kWh
14.7835 | 26.3352 | 41.1187 | kWh
7.3918 | 23.279 | 30.6708 | kWh
0.94 | 22.4215 | 23.3615 | kWh
0.94 | 22.7541 | 23.6941 | kWh
0.94 | 23.3368 | 24.2768 | kWh
0.94 | 23.6162 | 24.5562 | kWh
0.94 | 23.1461 | 24.0861 | kWh
0.94 | 21.6894 | 22.6294 | kWh
0.94 | 19.9358 | 20.8758 | kWh
0.94 | 17.9945 | 18.9345 | kWh
0.94 | 14.4744 | 15.4144 | kWh
0.94 | 10.7976 | 11.7376 | kWh
7.3918 | 8.714 | 16.1057 | kWh
11.8268 | 8.1236 | 19.9504 | kWh
16.2619 | 10.0387 | 26.3005 | kWh
16.2619 | 14.8094 | 31.0713 | kWh
16.2619 | 16.9817 | 33.2435 | kWh
15.5227 | 18.4037 | 33.9264 | kWh
15.5227 | 19.8461 | 35.3688 | kWh
12.566 | 21.6026 | 34.1685 | kWh
11.8268 | 23.2891 | 35.1159 | kWh
15.5227 | 24.9711 | 40.4938 | kWh
19.9577 | 26.3319 | 46.2897 | kWh
19.9577 | 26.81 | 46.7678 | kWh
14.7835 | 26.3352 | 41.1187 | kWh
7.3918 | 23.279 | 30.6708 | kWh
0.94 | 22.4215 | 23.3615 | kWh
0.94 | 22.7541 | 23.6941 | kWh
0.94 | 23.3368 | 24.2768 | kWh
0.94 | 23.6162 | 24.5562 | kWh
0.94 | 29.3065 | 30.2465 | kWh
0.94 | 27.2091 | 28.1491 | kWh
0.94 | 24.2707 | 25.2107 | kWh
0.94 | 20.5017 | 21.4417 | kWh
0.94 | 16.5788 | 17.5188 | kWh
0.94 | 13.4014 | 14.3414 | kWh
0.94 | 10.7273 | 11.6673 | kWh
0.94 | 8.227 | 9.167 | kWh
0.94 | 6.2562 | 7.1962 | kWh
0.94 | 5.09 | 6.03 | kWh
0.94 | 5.1245 | 6.0645 | kWh
0.94 | 6.0222 | 6.9622 | kWh
0.94 | 8.2704 | 9.2104 | kWh
0.94 | 11.2802 | 12.2202 | kWh
0.94 | 14.4549 | 15.3949 | kWh
0.94 | 17.7361 | 18.6761 | kWh
0.94 | 21.1991 | 22.1391 | kWh
0.94 | 25.1191 | 26.0591 | kWh
0.94 | 28.8878 | 29.8278 | kWh
0.94 | 31.4065 | 32.3465 | kWh
0.94 | 32.7107 | 33.6507 | kWh
0.94 | 33.1482 | 34.0882 | kWh
0.94 | 32.561 | 33.501 | kWh
0.94 | 31.2065 | 32.1465 | kWh
0.94 | 29.3065 | 30.2465 | kWh
0.94 | 27.2091 | 28.1491 | kWh
0.94 | 24.2707 | 25.2107 | kWh
0.94 | 20.5017 | 21.4417 | kWh
0.94 | 16.5788 | 17.5188 | kWh
0.94 | 13.4014 | 14.3414 | kWh
0.94 | 10.7273 | 11.6673 | kWh
0.94 | 8.227 | 9.167 | kWh
0.94 | 6.2562 | 7.1962 | kWh
0.94 | 5.09 | 6.03 | kWh
0.94 | 5.1245 | 6.0645 | kWh
0.94 | 6.0222 | 6.9622 | kWh
0.94 | 8.2704 | 9.2104 | kWh
0.94 | 11.2802 | 12.2202 | kWh
0.94 | 14.4549 | 15.3949 | kWh
0.94 | 17.7361 | 18.6761 | kWh
0.94 | 21.1991 | 22.1391 | kWh
0.94 | 25.1191 | 26.0591 | kWh
0.94 | 28.8878 | 29.8278 | kWh
0.94 | 31.4065 | 32.3465 | kWh
0.94 | 32.7107 | 33.6507 | kWh
0.94 | 33.1482 | 34.0882 | kWh
0.94 | 32.561 | 33.501 | kWh
0.94 | 31.2065 | 32.1465 | kWh
0.94 | 23.1461 | 24.0861 | kWh
0.94 | 21.6894 | 22.6294 | kWh
0.94 | 19.9358 | 20.8758 | kWh
0.94 | 17.9945 | 18.9345 | kWh
0.94 | 14.4744 | 15.4144 | kWh
0.94 | 10.7976 | 11.7376 | kWh
7.3918 | 8.714 | 16.1057 | kWh
11.8268 | 8.1236 | 19.9504 | kWh
16.2619 | 10.0387 | 26.3005 | kWh
16.2619 | 14.8094 | 31.0713 | kWh
16.2619 | 16.9817 | 33.2435 | kWh
15.5227 | 18.4037 | 33.9264 | kWh
15.5227 | 19.8461 | 35.3688 | kWh
12.566 | 21.6026 | 34.1685 | kWh
11.8268 | 23.2891 | 35.1159 | kWh
15.5227 | 24.9711 | 40.4938 | kWh
19.9577 | 26.3319 | 46.2897 | kWh
19.9577 | 26.81 | 46.7678 | kWh
14.7835 | 26.3352 | 41.1187 | kWh
7.3918 | 23.279 | 30.6708 | kWh
0.94 | 22.4215 | 23.3615 | kWh
0.94 | 22.7541 | 23.6941 | kWh
0.94 | 23.3368 | 24.2768 | kWh
0.94 | 23.6162 | 24.5562 | kWh
0.94 | 23.1461 | 24.0861 | kWh
0.94 | 21.6894 | 22.6294 | kWh
0.94 | 19.9358 | 20.8758 | kWh
0.94 | 17.9945 | 18.9345 | kWh
0.94 | 14.4744 | 15.4144 | kWh
0.94 | 10.7976 | 11.7376 | kWh
7.3918 | 8.714 | 16.1057 | kWh
11.8268 | 8.1236 | 19.9504 | kWh
16.2619 | 10.0387 | 26.3005 | kWh
16.2619 | 14.8094 | 31.0713 | kWh
16.2619 | 16.9817 | 33.2435 | kWh
15.5227 | 18.4037 | 33.9264 | kWh
15.5227 | 19.8461 | 35.3688 | kWh
12.566 | 21.6026 | 34.1685 | kWh
11.8268 | 23.2891 | 35.1159 | kWh
15.5227 | 24.9711 | 40.4938 | kWh
19.9577 | 26.3319 | 46.2897 | kWh
19.9577 | 26.81 | 46.7678 | kWh
14.7835 | 26.3352 | 41.1187 | kWh
7.3918 | 23.279 | 30.6708 | kWh
0.94 | 22.4215 | 23.3615 | kWh
0.94 | 22.7541 | 23.6941 | kWh
0.94 | 23.3368 | 24.2768 | kWh
0.94 | 23.6162 | 24.5562 | kWh
0.94 | 23.1461 | 24.0861 | kWh
0.94 | 21.6894 | 22.6294 | kWh
0.94 | 19.9358 | 20.8758 | kWh
0.94 | 17.9945 | 18.9345 | kWh
0.94 | 14.4744 | 15.4144 | kWh
0.94 | 10.7976 | 11.7376 | kWh
7.3918 | 8.714 | 16.1057 | kWh
11.8268 | 8.1236 | 19.9504 | kWh
16.2619 | 10.0387 | 26.3005 | kWh
16.2619 | 14.8094 | 31.0713 | kWh
16.2619 | 16.9817 | 33.2435 | kWh
15.5227 | 18.4037 | 33.9264 | kWh
15.5227 | 19.8461 | 35.3688 | kWh
12.566 | 21.6026 | 34.1685 | kWh
11.8268 | 23.2891 | 35.1159 | kWh
15.5227 | 24.9711 | 40.4938 | kWh
19.9577 | 26.3319 | 46.2897 | kWh
19.9577 | 26.81 | 46.7678 | kWh
14.7835 | 26.3352 | 41.1187 | kWh
7.3918 | 23.279 | 30.6708 | kWh
0.94 | 22.4215 | 23.3615 | kWh
0.94 | 22.7541 | 23.6941 | kWh
0.94 | 23.3368 | 24.2768 | kWh
0.94 | 23.6162 | 24.5562 | kWh
0.94 | 23.1461 | 24.0861 | kWh
0.94 | 21.6894 | 22.6294 | kWh
0.94 | 19.9358 | 20.8758 | kWh
0.94 | 17.9945 | 18.9345 | kWh
0.94 | 14.4744 | 15.4144 | kWh
0.94 | 10.7976 | 11.7376 | kWh
7.3918 | 8.714 | 16.1057 | kWh
11.8268 | 8.1236 | 19.9504 | kWh
16.2619 | 10.0387 | 26.3005 | kWh
16.2619 | 14.8094 | 31.0713 | kWh
16.2619 | 16.9817 | 33.2435 | kWh
15.5227 | 18.4037 | 33.9264 | kWh
15.5227 | 19.8461 | 35.3688 | kWh
12.566 | 21.6026 | 34.1685 | kWh
11.8268 | 23.2891 | 35.1159 | kWh
15.5227 | 24.9711 | 40.4938 | kWh
19.9577 | 26.3319 | 46.2897 | kWh
19.9577 | 26.81 | 46.7678 | kWh
14.7835 | 26.3352 | 41.1187 | kWh
7.3918 | 23.279 | 30.6708 | kWh
0.94 | 22.4215 | 23.3615 | kWh
0.94 | 22.7541 | 23.6941 | kWh
0.94 | 23.3368 | 24.2768 | kWh
0.94 | 23.6162 | 24.5562 | kWh
0.94 | 23.1461 | 24.0861 | kWh
0.94 | 21.6894 | 22.6294 | kWh
0.94 | 19.9358 | 20.8758 | kWh
0.94 | 17.9945 | 18.9345 | kWh
0.94 | 14.4744 | 15.4144 | kWh
0.94 | 10.7976 | 11.7376 | kWh
7.3918 | 8.714 | 16.1057 | kWh
11.8268 | 8.1236 | 19.9504 | kWh
16.2619 | 10.0387 | 26.3005 | kWh
16.2619 | 14.8094 | 31.0713 | kWh
16.2619 | 16.9817 | 33.2435 | kWh
15.5227 | 18.4037 | 33.9264 | kWh
15.5227 | 19.8461 | 35.3688 | kWh
12.566 | 21.6026 | 34.1685 | kWh
11.8268 | 23.2891 | 35.1159 | kWh
15.5227 | 24.9711 | 40.4938 | kWh
19.9577 | 26.3319 | 46.2897 | kWh
19.9577 | 26.81 | 46.7678 | kWh
14.7835 | 26.3352 | 41.1187 | kWh
7.3918 | 23.279 | 30.6708 | kWh
0.94 | 22.4215 | 23.3615 | kWh
0.94 | 22.7541 | 23.6941 | kWh
0.94 | 23.3368 | 24.2768 | kWh
0.94 | 23.6162 | 24.5562 | kWh
0.94 | 29.3065 | 30.2465 | kWh
0.94 | 27.2091 | 28.1491 | kWh
0.94 | 24.2707 | 25.2107 | kWh
0.94 | 20.5017 | 21.4417 | kWh
0.94 | 16.5788 | 17.5188 | kWh
0.94 | 13.4014 | 14.3414 | kWh
0.94 | 10.7273 | 11.6673 | kWh
0.94 | 8.227 | 9.167 | kWh
0.94 | 6.2562 | 7.1962 | kWh
0.94 | 5.09 | 6.03 | kWh
0.94 | 5.1245 | 6.0645 | kWh
0.94 | 6.0222 | 6.9622 | kWh
0.94 | 8.2704 | 9.2104 | kWh
0.94 | 11.2802 | 12.2202 | kWh
0.94 | 14.4549 | 15.3949 | kWh
0.94 | 17.7361 | 18.6761 | kWh
0.94 | 21.1991 | 22.1391 | kWh
0.94 | 25.1191 | 26.0591 | kWh
0.94 | 28.8878 | 29.8278 | kWh
0.94 | 31.4065 | 32.3465 | kWh
0.94 | 32.7107 | 33.6507 | kWh
0.94 | 33.1482 | 34.0882 | kWh
0.94 | 32.561 | 33.501 | kWh
0.94 | 31.2065 | 32.1465 | kWh
0.94 | 29.3065 | 30.2465 | kWh
0.94 | 27.2091 | 28.1491 | kWh
0.94 | 24.2707 | 25.2107 | kWh
0.94 | 20.5017 | 21.4417 | kWh
0.94 | 16.5788 | 17.5188 | kWh
0.94 | 13.4014 | 14.3414 | kWh
0.94 | 10.7273 | 11.6673 | kWh
0.94 | 8.227 | 9.167 | kWh
0.94 | 6.2562 | 7.1962 | kWh
0.94 | 5.09 | 6.03 | kWh
0.94 | 5.1245 | 6.0645 | kWh
0.94 | 6.0222 | 6.9622 | kWh
0.94 | 8.2704 | 9.2104 | kWh
0.94 | 11.2802 | 12.2202 | kWh
0.94 | 14.4549 | 15.3949 | kWh
0.94 | 17.7361 | 18.6761 | kWh
0.94 | 21.1991 | 22.1391 | kWh
0.94 | 25.1191 | 26.0591 | kWh
0.94 | 28.8878 | 29.8278 | kWh
0.94 | 31.4065 | 32.3465 | kWh
0.94 | 32.7107 | 33.6507 | kWh
0.94 | 33.1482 | 34.0882 | kWh
0.94 | 32.561 | 33.501 | kWh
0.94 | 31.2065 | 32.1465 | kWh
0.94 | 23.1461 | 24.0861 | kWh
0.94 | 21.6894 | 22.6294 | kWh
0.94 | 19.9358 | 20.8758 | kWh
0.94 | 17.9945 | 18.9345 | kWh
0.94 | 14.4744 | 15.4144 | kWh
0.94 | 10.7976 | 11.7376 | kWh
7.3918 | 8.714 | 16.1057 | kWh
11.8268 | 8.1236 | 19.9504 | kWh
16.2619 | 10.0387 | 26.3005 | kWh
16.2619 | 14.8094 | 31.0713 | kWh
16.2619 | 16.9817 | 33.2435 | kWh
15.5227 | 18.4037 | 33.9264 | kWh
15.5227 | 19.8461 | 35.3688 | kWh
12.566 | 21.6026 | 34.1685 | kWh
11.8268 | 23.2891 | 35.1159 | kWh
15.5227 | 24.9711 | 40.4938 | kWh
19.9577 | 26.3319 | 46.2897 | kWh
19.9577 | 26.81 | 46.7678 | kWh
14.7835 | 26.3352 | 41.1187 | kWh
7.3918 | 23.279 | 30.6708 | kWh
0.94 | 22.4215 | 23.3615 | kWh
0.94 | 22.7541 | 23.6941 | kWh
0.94 | 23.3368 | 24.2768 | kWh
0.94 | 23.6162 | 24.5562 | kWh
0.94 | 23.1461 | 24.0861 | kWh
0.94 | 21.6894 | 22.6294 | kWh
0.94 | 19.9358 | 20.8758 | kWh
0.94 | 17.9945 | 18.9345 | kWh
0.94 | 14.4744 | 15.4144 | kWh
0.94 | 10.7976 | 11.7376 | kWh
7.3918 | 8.714 | 16.1057 | kWh
11.8268 | 8.1236 | 19.9504 | kWh
16.2619 | 10.0387 | 26.3005 | kWh
16.2619 | 14.8094 | 31.0713 | kWh
16.2619 | 16.9817 | 33.2435 | kWh
15.5227 | 18.4037 | 33.9264 | kWh
15.5227 | 19.8461 | 35.3688 | kWh
12.566 | 21.6026 | 34.1685 | kWh
11.8268 | 23.2891 | 35.1159 | kWh
15.5227 | 24.9711 | 40.4938 | kWh
19.9577 | 26.3319 | 46.2897 | kWh
19.9577 | 26.81 | 46.7678 | kWh
14.7835 | 26.3352 | 41.1187 | kWh
7.3918 | 23.279 | 30.6708 | kWh
0.94 | 22.4215 | 23.3615 | kWh
0.94 | 22.7541 | 23.6941 | kWh
0.94 | 23.3368 | 24.2768 | kWh
0.94 | 23.6162 | 24.5562 | kWh
0.94 | 23.1461 | 24.0861 | kWh
0.94 | 21.6894 | 22.6294 | kWh
0.94 | 19.9358 | 20.8758 | kWh
0.94 | 17.9945 | 18.9345 | kWh
0.94 | 14.4744 | 15.4144 | kWh
0.94 | 10.7976 | 11.7376 | kWh
7.3918 | 8.714 | 16.1057 | kWh
11.8268 | 8.1236 | 19.9504 | kWh
16.2619 | 10.0387 | 26.3005 | kWh
16.2619 | 14.8094 | 31.0713 | kWh
16.2619 | 16.9817 | 33.2435 | kWh
15.5227 | 18.4037 | 33.9264 | kWh
15.5227 | 19.8461 | 35.3688 | kWh
12.566 | 21.6026 | 34.1685 | kWh
11.8268 | 23.2891 | 35.1159 | kWh
15.5227 | 24.9711 | 40.4938 | kWh
19.9577 | 26.3319 | 46.2897 | kWh
19.9577 | 26.81 | 46.7678 | kWh
14.7835 | 26.3352 | 41.1187 | kWh
7.3918 | 23.279 | 30.6708 | kWh
0.94 | 22.4215 | 23.3615 | kWh
0.94 | 22.7541 | 23.6941 | kWh
0.94 | 23.3368 | 24.2768 | kWh
0.94 | 23.6162 | 24.5562 | kWh
0.94 | 23.1461 | 24.0861 | kWh
0.94 | 21.6894 | 22.6294 | kWh
0.94 | 19.9358 | 20.8758 | kWh
0.94 | 17.9945 | 18.9345 | kWh
0.94 | 14.4744 | 15.4144 | kWh
0.94 | 10.7976 | 11.7376 | kWh
7.3918 | 8.714 | 16.1057 | kWh
11.8268 | 8.1236 | 19.9504 | kWh
16.2619 | 10.0387 | 26.3005 | kWh
16.2619 | 14.8094 | 31.0713 | kWh
16.2619 | 16.9817 | 33.2435 | kWh
15.5227 | 18.4037 | 33.9264 | kWh
15.5227 | 19.8461 | 35.3688 | kWh
12.566 | 21.6026 | 34.1685 | kWh
11.8268 | 23.2891 | 35.1159 | kWh
15.5227 | 24.9711 | 40.4938 | kWh
19.9577 | 26.3319 | 46.2897 | kWh
19.9577 | 26.81 | 46.7678 | kWh
14.7835 | 26.3352 | 41.1187 | kWh
7.3918 | 23.279 | 30.6708 | kWh
0.94 | 22.4215 | 23.3615 | kWh
0.94 | 22.7541 | 23.6941 | kWh
0.94 | 23.3368 | 24.2768 | kWh
0.94 | 23.6162 | 24.5562 | kWh
0.94 | 23.1461 | 24.0861 | kWh
0.94 | 21.6894 | 22.6294 | kWh
0.94 | 19.9358 | 20.8758 | kWh
0.94 | 17.9945 | 18.9345 | kWh
0.94 | 14.4744 | 15.4144 | kWh
0.94 | 10.7976 | 11.7376 | kWh
7.3918 | 8.714 | 16.1057 | kWh
11.8268 | 8.1236 | 19.9504 | kWh
16.2619 | 10.0387 | 26.3005 | kWh
16.2619 | 14.8094 | 31.0713 | kWh
16.2619 | 16.9817 | 33.2435 | kWh
15.5227 | 18.4037 | 33.9264 | kWh
15.5227 | 19.8461 | 35.3688 | kWh
12.566 | 21.6026 | 34.1685 | kWh
11.8268 | 23.2891 | 35.1159 | kWh
15.5227 | 24.9711 | 40.4938 | kWh
19.9577 | 26.3319 | 46.2897 | kWh
19.9577 | 26.81 | 46.7678 | kWh
14.7835 | 26.3352 | 41.1187 | kWh
7.3918 | 23.279 | 30.6708 | kWh
0.94 | 22.4215 | 23.3615 | kWh
0.94 | 22.7541 | 23.6941 | kWh
0.94 | 23.3368 | 24.2768 | kWh
0.94 | 23.6162 | 24.5562 | kWh
0.94 | 29.3065 | 30.2465 | kWh
0.94 | 27.2091 | 28.1491 | kWh
0.94 | 24.2707 | 25.2107 | kWh
0.94 | 20.5017 | 21.4417 | kWh
0.94 | 16.5788 | 17.5188 | kWh
0.94 | 13.4014 | 14.3414 | kWh
0.94 | 10.7273 | 11.6673 | kWh
0.94 | 8.227 | 9.167 | kWh
0.94 | 6.2562 | 7.1962 | kWh
0.94 | 5.09 | 6.03 | kWh
0.94 | 5.1245 | 6.0645 | kWh
0.94 | 6.0222 | 6.9622 | kWh
0.94 | 8.2704 | 9.2104 | kWh
0.94 | 11.2802 | 12.2202 | kWh
0.94 | 14.4549 | 15.3949 | kWh
0.94 | 17.7361 | 18.6761 | kWh
0.94 | 21.1991 | 22.1391 | kWh
0.94 | 25.1191 | 26.0591 | kWh
0.94 | 28.8878 | 29.8278 | kWh
0.94 | 31.4065 | 32.3465 | kWh
0.94 | 32.7107 | 33.6507 | kWh
0.94 | 33.1482 | 34.0882 | kWh
0.94 | 32.561 | 33.501 | kWh
0.94 | 31.2065 | 32.1465 | kWh
0.94 | 29.3065 | 30.2465 | kWh
0.94 | 27.2091 | 28.1491 | kWh
0.94 | 24.2707 | 25.2107 | kWh
0.94 | 20.5017 | 21.4417 | kWh
0.94 | 16.5788 | 17.5188 | kWh
0.94 | 13.4014 | 14.3414 | kWh
0.94 | 10.7273 | 11.6673 | kWh
0.94 | 8.227 | 9.167 | kWh
0.94 | 6.2562 | 7.1962 | kWh
0.94 | 5.09 | 6.03 | kWh
0.94 | 5.1245 | 6.0645 | kWh
0.94 | 6.0222 | 6.9622 | kWh
0.94 | 8.2704 | 9.2104 | kWh
0.94 | 11.2802 | 12.2202 | kWh
0.94 | 14.4549 | 15.3949 | kWh
0.94 | 17.7361 | 18.6761 | kWh
0.94 | 21.1991 | 22.1391 | kWh
0.94 | 25.1191 | 26.0591 | kWh
0.94 | 28.8878 | 29.8278 | kWh
0.94 | 31.4065 | 32.3465 | kWh
0.94 | 32.7107 | 33.6507 | kWh
0.94 | 33.1482 | 34.0882 | kWh
0.94 | 32.561 | 33.501 | kWh
0.94 | 31.2065 | 32.1465 | kWh
0.94 | 23.1461 | 24.0861 | kWh
0.94 | 21.6894 | 22.6294 | kWh
0.94 | 19.9358 | 20.8758 | kWh
0.94 | 17.9945 | 18.9345 | kWh
0.94 | 14.4744 | 15.4144 | kWh
0.94 | 10.7976 | 11.7376 | kWh
7.3918 | 8.714 | 16.1057 | kWh
11.8268 | 8.1236 | 19.9504 | kWh
16.2619 | 10.0387 | 26.3005 | kWh
16.2619 | 14.8094 | 31.0713 | kWh
16.2619 | 16.9817 | 33.2435 | kWh
15.5227 | 18.4037 | 33.9264 | kWh
15.5227 | 19.8461 | 35.3688 | kWh
12.566 | 21.6026 | 34.1685 | kWh
11.8268 | 23.2891 | 35.1159 | kWh
15.5227 | 24.9711 | 40.4938 | kWh
19.9577 | 26.3319 | 46.2897 | kWh
19.9577 | 26.81 | 46.7678 | kWh
14.7835 | 26.3352 | 41.1187 | kWh
7.3918 | 23.279 | 30.6708 | kWh
0.94 | 22.4215 | 23.3615 | kWh
0.94 | 22.7541 | 23.6941 | kWh
0.94 | 23.3368 | 24.2768 | kWh
0.94 | 23.6162 | 24.5562 | kWh
0.94 | 23.1461 | 24.0861 | kWh
0.94 | 21.6894 | 22.6294 | kWh
0.94 | 19.9358 | 20.8758 | kWh
0.94 | 17.9945 | 18.9345 | kWh
0.94 | 14.4744 | 15.4144 | kWh
0.94 | 10.7976 | 11.7376 | kWh
7.3918 | 8.714 | 16.1057 | kWh
11.8268 | 8.1236 | 19.9504 | kWh
16.2619 | 10.0387 | 26.3005 | kWh
16.2619 | 14.8094 | 31.0713 | kWh
16.2619 | 16.9817 | 33.2435 | kWh
15.5227 | 18.4037 | 33.9264 | kWh
15.5227 | 19.8461 | 35.3688 | kWh
12.566 | 21.6026 | 34.1685 | kWh
11.8268 | 23.2891 | 35.1159 | kWh
15.5227 | 24.9711 | 40.4938 | kWh
19.9577 | 26.3319 | 46.2897 | kWh
19.9577 | 26.81 | 46.7678 | kWh
14.7835 | 26.3352 | 41.1187 | kWh
7.3918 | 23.279 | 30.6708 | kWh
0.94 | 22.4215 | 23.3615 | kWh
0.94 | 22.7541 | 23.6941 | kWh
0.94 | 23.3368 | 24.2768 | kWh
0.94 | 23.6162 | 24.5562 | kWh
0.94 | 23.1461 | 24.0861 | kWh
0.94 | 21.6894 | 22.6294 | kWh
0.94 | 19.9358 | 20.8758 | kWh
0.94 | 17.9945 | 18.9345 | kWh
0.94 | 14.4744 | 15.4144 | kWh
0.94 | 10.7976 | 11.7376 | kWh
7.3918 | 8.714 | 16.1057 | kWh
11.8268 | 8.1236 | 19.9504 | kWh
16.2619 | 10.0387 | 26.3005 | kWh
16.2619 | 14.8094 | 31.0713 | kWh
16.2619 | 16.9817 | 33.2435 | kWh
15.5227 | 18.4037 | 33.9264 | kWh
15.5227 | 19.8461 | 35.3688 | kWh
12.566 | 21.6026 | 34.1685 | kWh
11.8268 | 23.2891 | 35.1159 | kWh
15.5227 | 24.9711 | 40.4938 | kWh
19.9577 | 26.3319 | 46.2897 | kWh
19.9577 | 26.81 | 46.7678 | kWh
14.7835 | 26.3352 | 41.1187 | kWh
7.3918 | 23.279 | 30.6708 | kWh
0.94 | 22.4215 | 23.3615 | kWh
0.94 | 22.7541 | 23.6941 | kWh
0.94 | 23.3368 | 24.2768 | kWh
0.94 | 23.6162 | 24.5562 | kWh
0.94 | 23.1461 | 24.0861 | kWh
0.94 | 21.6894 | 22.6294 | kWh
0.94 | 19.9358 | 20.8758 | kWh
0.94 | 17.9945 | 18.9345 | kWh
0.94 | 14.4744 | 15.4144 | kWh
0.94 | 10.7976 | 11.7376 | kWh
7.3918 | 8.714 | 16.1057 | kWh
11.8268 | 8.1236 | 19.9504 | kWh
16.2619 | 10.0387 | 26.3005 | kWh
16.2619 | 14.8094 | 31.0713 | kWh
16.2619 | 16.9817 | 33.2435 | kWh
15.5227 | 18.4037 | 33.9264 | kWh
15.5227 | 19.8461 | 35.3688 | kWh
12.566 | 21.6026 | 34.1685 | kWh
11.8268 | 23.2891 | 35.1159 | kWh
15.5227 | 24.9711 | 40.4938 | kWh
19.9577 | 26.3319 | 46.2897 | kWh
19.9577 | 26.81 | 46.7678 | kWh
14.7835 | 26.3352 | 41.1187 | kWh
7.3918 | 23.279 | 30.6708 | kWh
0.94 | 22.4215 | 23.3615 | kWh
0.94 | 22.7541 | 23.6941 | kWh
0.94 | 23.3368 | 24.2768 | kWh
0.94 | 23.6162 | 24.5562 | kWh
0.94 | 23.1461 | 24.0861 | kWh
0.94 | 21.6894 | 22.6294 | kWh
0.94 | 19.9358 | 20.8758 | kWh
0.94 | 17.9945 | 18.9345 | kWh
0.94 | 14.4744 | 15.4144 | kWh
0.94 | 10.7976 | 11.7376 | kWh
7.3918 | 8.714 | 16.1057 | kWh
11.8268 | 8.1236 | 19.9504 | kWh
16.2619 | 10.0387 | 26.3005 | kWh
16.2619 | 14.8094 | 31.0713 | kWh
16.2619 | 16.9817 | 33.2435 | kWh
15.5227 | 18.4037 | 33.9264 | kWh
15.5227 | 19.8461 | 35.3688 | kWh
12.566 | 21.6026 | 34.1685 | kWh
11.8268 | 23.2891 | 35.1159 | kWh
15.5227 | 24.9711 | 40.4938 | kWh
19.9577 | 26.3319 | 46.2897 | kWh
19.9577 | 26.81 | 46.7678 | kWh
14.7835 | 26.3352 | 41.1187 | kWh
7.3918 | 23.279 | 30.6708 | kWh
0.94 | 22.4215 | 23.3615 | kWh
0.94 | 22.7541 | 23.6941 | kWh
0.94 | 23.3368 | 24.2768 | kWh
0.94 | 23.6162 | 24.5562 | kWh
0.94 | 29.3065 | 30.2465 | kWh
0.94 | 27.2091 | 28.1491 | kWh
0.94 | 24.2707 | 25.2107 | kWh
0.94 | 20.5017 | 21.4417 | kWh
0.94 | 16.5788 | 17.5188 | kWh
0.94 | 13.4014 | 14.3414 | kWh
0.94 | 10.7273 | 11.6673 | kWh
0.94 | 8.227 | 9.167 | kWh
0.94 | 6.2562 | 7.1962 | kWh
0.94 | 5.09 | 6.03 | kWh
0.94 | 5.1245 | 6.0645 | kWh
0.94 | 6.0222 | 6.9622 | kWh
0.94 | 8.2704 | 9.2104 | kWh
0.94 | 11.2802 | 12.2202 | kWh
0.94 | 14.4549 | 15.3949 | kWh
0.94 | 17.7361 | 18.6761 | kWh
0.94 | 21.1991 | 22.1391 | kWh
0.94 | 25.1191 | 26.0591 | kWh
0.94 | 28.8878 | 29.8278 | kWh
0.94 | 31.4065 | 32.3465 | kWh
0.94 | 32.7107 | 33.6507 | kWh
0.94 | 33.1482 | 34.0882 | kWh
0.94 | 32.561 | 33.501 | kWh
0.94 | 31.2065 | 32.1465 | kWh
0.94 | 29.3065 | 30.2465 | kWh
0.94 | 27.2091 | 28.1491 | kWh
0.94 | 24.2707 | 25.2107 | kWh
0.94 | 20.5017 | 21.4417 | kWh
0.94 | 16.5788 | 17.5188 | kWh
0.94 | 13.4014 | 14.3414 | kWh
0.94 | 10.7273 | 11.6673 | kWh
0.94 | 8.227 | 9.167 | kWh
0.94 | 6.2562 | 7.1962 | kWh
0.94 | 5.09 | 6.03 | kWh
0.94 | 5.1245 | 6.0645 | kWh
0.94 | 6.0222 | 6.9622 | kWh
0.94 | 8.2704 | 9.2104 | kWh
0.94 | 11.2802 | 12.2202 | kWh
0.94 | 14.4549 | 15.3949 | kWh
0.94 | 17.7361 | 18.6761 | kWh
0.94 | 21.1991 | 22.1391 | kWh
0.94 | 25.1191 | 26.0591 | kWh
0.94 | 28.8878 | 29.8278 | kWh
0.94 | 31.4065 | 32.3465 | kWh
0.94 | 32.7107 | 33.6507 | kWh
0.94 | 33.1482 | 34.0882 | kWh
0.94 | 32.561 | 33.501 | kWh
0.94 | 31.2065 | 32.1465 | kWh
0.94 | 23.1461 | 24.0861 | kWh
0.94 | 21.6894 | 22.6294 | kWh
0.94 | 19.9358 | 20.8758 | kWh
0.94 | 17.9945 | 18.9345 | kWh
0.94 | 14.4744 | 15.4144 | kWh
0.94 | 10.7976 | 11.7376 | kWh
7.3918 | 8.714 | 16.1057 | kWh
11.8268 | 8.1236 | 19.9504 | kWh
16.2619 | 10.0387 | 26.3005 | kWh
16.2619 | 14.8094 | 31.0713 | kWh
16.2619 | 16.9817 | 33.2435 | kWh
15.5227 | 18.4037 | 33.9264 | kWh
15.5227 | 19.8461 | 35.3688 | kWh
12.566 | 21.6026 | 34.1685 | kWh
11.8268 | 23.2891 | 35.1159 | kWh
15.5227 | 24.9711 | 40.4938 | kWh
19.9577 | 26.3319 | 46.2897 | kWh
19.9577 | 26.81 | 46.7678 | kWh
14.7835 | 26.3352 | 41.1187 | kWh
7.3918 | 23.279 | 30.6708 | kWh
0.94 | 22.4215 | 23.3615 | kWh
0.94 | 22.7541 | 23.6941 | kWh
0.94 | 23.3368 | 24.2768 | kWh
0.94 | 23.6162 | 24.5562 | kWh
0.94 | 23.1461 | 24.0861 | kWh
0.94 | 21.6894 | 22.6294 | kWh
0.94 | 19.9358 | 20.8758 | kWh
0.94 | 17.9945 | 18.9345 | kWh
0.94 | 14.4744 | 15.4144 | kWh
0.94 | 10.7976 | 11.7376 | kWh
7.3918 | 8.714 | 16.1057 | kWh
11.8268 | 8.1236 | 19.9504 | kWh
16.2619 | 10.0387 | 26.3005 | kWh
16.2619 | 14.8094 | 31.0713 | kWh
16.2619 | 16.9817 | 33.2435 | kWh
15.5227 | 18.4037 | 33.9264 | kWh
15.5227 | 19.8461 | 35.3688 | kWh
12.566 | 21.6026 | 34.1685 | kWh
11.8268 | 23.2891 | 35.1159 | kWh
15.5227 | 24.9711 | 40.4938 | kWh
19.9577 | 26.3319 | 46.2897 | kWh
19.9577 | 26.81 | 46.7678 | kWh
14.7835 | 26.3352 | 41.1187 | kWh
7.3918 | 23.279 | 30.6708 | kWh
0.94 | 22.4215 | 23.3615 | kWh
0.94 | 22.7541 | 23.6941 | kWh
0.94 | 23.3368 | 24.2768 | kWh
0.94 | 23.6162 | 24.5562 | kWh
0.94 | 23.1461 | 24.0861 | kWh
0.94 | 21.6894 | 22.6294 | kWh
0.94 | 19.9358 | 20.8758 | kWh
0.94 | 17.9945 | 18.9345 | kWh
0.94 | 14.4744 | 15.4144 | kWh
0.94 | 10.7976 | 11.7376 | kWh
7.3918 | 8.714 | 16.1057 | kWh
11.8268 | 8.1236 | 19.9504 | kWh
16.2619 | 10.0387 | 26.3005 | kWh
16.2619 | 14.8094 | 31.0713 | kWh
16.2619 | 16.9817 | 33.2435 | kWh
15.5227 | 18.4037 | 33.9264 | kWh
15.5227 | 19.8461 | 35.3688 | kWh
12.566 | 21.6026 | 34.1685 | kWh
11.8268 | 23.2891 | 35.1159 | kWh
15.5227 | 24.9711 | 40.4938 | kWh
19.9577 | 26.3319 | 46.2897 | kWh
19.9577 | 26.81 | 46.7678 | kWh
14.7835 | 26.3352 | 41.1187 | kWh
7.3918 | 23.279 | 30.6708 | kWh
0.94 | 22.4215 | 23.3615 | kWh
0.94 | 22.7541 | 23.6941 | kWh
0.94 | 23.3368 | 24.2768 | kWh
0.94 | 23.6162 | 24.5562 | kWh
0.94 | 23.1461 | 24.0861 | kWh
0.94 | 21.6894 | 22.6294 | kWh
0.94 | 19.9358 | 20.8758 | kWh
0.94 | 17.9945 | 18.9345 | kWh
0.94 | 14.4744 | 15.4144 | kWh
0.94 | 10.7976 | 11.7376 | kWh
7.3918 | 8.714 | 16.1057 | kWh
11.8268 | 8.1236 | 19.9504 | kWh
16.2619 | 10.0387 | 26.3005 | kWh
16.2619 | 14.8094 | 31.0713 | kWh
16.2619 | 16.9817 | 33.2435 | kWh
15.5227 | 18.4037 | 33.9264 | kWh
15.5227 | 19.8461 | 35.3688 | kWh
12.566 | 21.6026 | 34.1685 | kWh
11.8268 | 23.2891 | 35.1159 | kWh
15.5227 | 24.9711 | 40.4938 | kWh
19.9577 | 26.3319 | 46.2897 | kWh
19.9577 | 26.81 | 46.7678 | kWh
14.7835 | 26.3352 | 41.1187 | kWh
7.3918 | 23.279 | 30.6708 | kWh
0.94 | 22.4215 | 23.3615 | kWh
0.94 | 22.7541 | 23.6941 | kWh
0.94 | 23.3368 | 24.2768 | kWh
0.94 | 23.6162 | 24.5562 | kWh
0.94 | 23.1461 | 24.0861 | kWh
0.94 | 21.6894 | 22.6294 | kWh
0.94 | 19.9358 | 20.8758 | kWh
0.94 | 17.9945 | 18.9345 | kWh
0.94 | 14.4744 | 15.4144 | kWh
0.94 | 10.7976 | 11.7376 | kWh
7.3918 | 8.714 | 16.1057 | kWh
11.8268 | 8.1236 | 19.9504 | kWh
16.2619 | 10.0387 | 26.3005 | kWh
16.2619 | 14.8094 | 31.0713 | kWh
16.2619 | 16.9817 | 33.2435 | kWh
15.5227 | 18.4037 | 33.9264 | kWh
15.5227 | 19.8461 | 35.3688 | kWh
12.566 | 21.6026 | 34.1685 | kWh
11.8268 | 23.2891 | 35.1159 | kWh
15.5227 | 24.9711 | 40.4938 | kWh
19.9577 | 26.3319 | 46.2897 | kWh
19.9577 | 26.81 | 46.7678 | kWh
14.7835 | 26.3352 | 41.1187 | kWh
7.3918 | 23.279 | 30.6708 | kWh
0.94 | 22.4215 | 23.3615 | kWh
0.94 | 22.7541 | 23.6941 | kWh
0.94 | 23.3368 | 24.2768 | kWh
0.94 | 23.6162 | 24.5562 | kWh
0.94 | 29.3065 | 30.2465 | kWh
0.94 | 27.2091 | 28.1491 | kWh
0.94 | 24.2707 | 25.2107 | kWh
0.94 | 20.5017 | 21.4417 | kWh
0.94 | 16.5788 | 17.5188 | kWh
0.94 | 13.4014 | 14.3414 | kWh
0.94 | 10.7273 | 11.6673 | kWh
0.94 | 8.227 | 9.167 | kWh
0.94 | 6.2562 | 7.1962 | kWh
0.94 | 5.09 | 6.03 | kWh
0.94 | 5.1245 | 6.0645 | kWh
0.94 | 6.0222 | 6.9622 | kWh
0.94 | 8.2704 | 9.2104 | kWh
0.94 | 11.2802 | 12.2202 | kWh
0.94 | 14.4549 | 15.3949 | kWh
0.94 | 17.7361 | 18.6761 | kWh
0.94 | 21.1991 | 22.1391 | kWh
0.94 | 25.1191 | 26.0591 | kWh
0.94 | 28.8878 | 29.8278 | kWh
0.94 | 31.4065 | 32.3465 | kWh
0.94 | 32.7107 | 33.6507 | kWh
0.94 | 33.1482 | 34.0882 | kWh
0.94 | 32.561 | 33.501 | kWh
0.94 | 31.2065 | 32.1465 | kWh
0.94 | 29.3065 | 30.2465 | kWh
0.94 | 27.2091 | 28.1491 | kWh
0.94 | 24.2707 | 25.2107 | kWh
0.94 | 20.5017 | 21.4417 | kWh
0.94 | 16.5788 | 17.5188 | kWh
0.94 | 13.4014 | 14.3414 | kWh
0.94 | 10.7273 | 11.6673 | kWh
0.94 | 8.227 | 9.167 | kWh
0.94 | 6.2562 | 7.1962 | kWh
0.94 | 5.09 | 6.03 | kWh
0.94 | 5.1245 | 6.0645 | kWh
0.94 | 6.0222 | 6.9622 | kWh
0.94 | 8.2704 | 9.2104 | kWh
0.94 | 11.2802 | 12.2202 | kWh
0.94 | 14.4549 | 15.3949 | kWh
0.94 | 17.7361 | 18.6761 | kWh
0.94 | 21.1991 | 22.1391 | kWh
0.94 | 25.1191 | 26.0591 | kWh
0.94 | 28.8878 | 29.8278 | kWh
0.94 | 31.4065 | 32.3465 | kWh
0.94 | 32.7107 | 33.6507 | kWh
0.94 | 33.1482 | 34.0882 | kWh
0.94 | 32.561 | 33.501 | kWh
0.94 | 31.2065 | 32.1465 | kWh
0.94 | 23.1461 | 24.0861 | kWh
0.94 | 21.6894 | 22.6294 | kWh
0.94 | 19.9358 | 20.8758 | kWh
0.94 | 17.9945 | 18.9345 | kWh
0.94 | 14.4744 | 15.4144 | kWh
0.94 | 10.7976 | 11.7376 | kWh
7.3918 | 8.714 | 16.1057 | kWh
11.8268 | 8.1236 | 19.9504 | kWh
16.2619 | 10.0387 | 26.3005 | kWh
16.2619 | 14.8094 | 31.0713 | kWh
16.2619 | 16.9817 | 33.2435 | kWh
15.5227 | 18.4037 | 33.9264 | kWh
15.5227 | 19.8461 | 35.3688 | kWh
12.566 | 21.6026 | 34.1685 | kWh
11.8268 | 23.2891 | 35.1159 | kWh
15.5227 | 24.9711 | 40.4938 | kWh
19.9577 | 26.3319 | 46.2897 | kWh
19.9577 | 26.81 | 46.7678 | kWh
14.7835 | 26.3352 | 41.1187 | kWh
7.3918 | 23.279 | 30.6708 | kWh
0.94 | 22.4215 | 23.3615 | kWh
0.94 | 22.7541 | 23.6941 | kWh
0.94 | 23.3368 | 24.2768 | kWh
0.94 | 23.6162 | 24.5562 | kWh
0.94 | 23.1461 | 24.0861 | kWh
0.94 | 21.6894 | 22.6294 | kWh
0.94 | 19.9358 | 20.8758 | kWh
0.94 | 17.9945 | 18.9345 | kWh
0.94 | 14.4744 | 15.4144 | kWh
0.94 | 10.7976 | 11.7376 | kWh
7.3918 | 8.714 | 16.1057 | kWh
11.8268 | 8.1236 | 19.9504 | kWh
16.2619 | 10.0387 | 26.3005 | kWh
16.2619 | 14.8094 | 31.0713 | kWh
16.2619 | 16.9817 | 33.2435 | kWh
15.5227 | 18.4037 | 33.9264 | kWh
15.5227 | 19.8461 | 35.3688 | kWh
12.566 | 21.6026 | 34.1685 | kWh
11.8268 | 23.2891 | 35.1159 | kWh
15.5227 | 24.9711 | 40.4938 | kWh
19.9577 | 26.3319 | 46.2897 | kWh
19.9577 | 26.81 | 46.7678 | kWh
14.7835 | 26.3352 | 41.1187 | kWh
7.3918 | 23.279 | 30.6708 | kWh
0.94 | 22.4215 | 23.3615 | kWh
0.94 | 22.7541 | 23.6941 | kWh
0.94 | 23.3368 | 24.2768 | kWh
0.94 | 23.6162 | 24.5562 | kWh
0.94 | 23.1461 | 24.0861 | kWh
0.94 | 21.6894 | 22.6294 | kWh
0.94 | 19.9358 | 20.8758 | kWh
0.94 | 17.9945 | 18.9345 | kWh
0.94 | 14.4744 | 15.4144 | kWh
0.94 | 10.7976 | 11.7376 | kWh
7.3918 | 8.714 | 16.1057 | kWh
11.8268 | 8.1236 | 19.9504 | kWh
16.2619 | 10.0387 | 26.3005 | kWh
16.2619 | 14.8094 | 31.0713 | kWh
16.2619 | 16.9817 | 33.2435 | kWh
15.5227 | 18.4037 | 33.9264 | kWh
15.5227 | 19.8461 | 35.3688 | kWh
12.566 | 21.6026 | 34.1685 | kWh
11.8268 | 23.2891 | 35.1159 | kWh
15.5227 | 24.9711 | 40.4938 | kWh
19.9577 | 26.3319 | 46.2897 | kWh
19.9577 | 26.81 | 46.7678 | kWh
14.7835 | 26.3352 | 41.1187 | kWh
7.3918 | 23.279 | 30.6708 | kWh
0.94 | 22.4215 | 23.3615 | kWh
0.94 | 22.7541 | 23.6941 | kWh
0.94 | 23.3368 | 24.2768 | kWh
0.94 | 23.6162 | 24.5562 | kWh
0.94 | 23.1461 | 24.0861 | kWh
0.94 | 21.6894 | 22.6294 | kWh
0.94 | 19.9358 | 20.8758 | kWh
0.94 | 17.9945 | 18.9345 | kWh
0.94 | 14.4744 | 15.4144 | kWh
0.94 | 10.7976 | 11.7376 | kWh
7.3918 | 8.714 | 16.1057 | kWh
11.8268 | 8.1236 | 19.9504 | kWh
16.2619 | 10.0387 | 26.3005 | kWh
16.2619 | 14.8094 | 31.0713 | kWh
16.2619 | 16.9817 | 33.2435 | kWh
15.5227 | 18.4037 | 33.9264 | kWh
15.5227 | 19.8461 | 35.3688 | kWh
12.566 | 21.6026 | 34.1685 | kWh
11.8268 | 23.2891 | 35.1159 | kWh
15.5227 | 24.9711 | 40.4938 | kWh
19.9577 | 26.3319 | 46.2897 | kWh
19.9577 | 26.81 | 46.7678 | kWh
14.7835 | 26.3352 | 41.1187 | kWh
7.3918 | 23.279 | 30.6708 | kWh
0.94 | 22.4215 | 23.3615 | kWh
0.94 | 22.7541 | 23.6941 | kWh
0.94 | 23.3368 | 24.2768 | kWh
0.94 | 23.6162 | 24.5562 | kWh
0.94 | 23.1461 | 24.0861 | kWh
0.94 | 21.6894 | 22.6294 | kWh
0.94 | 19.9358 | 20.8758 | kWh
0.94 | 17.9945 | 18.9345 | kWh
0.94 | 14.4744 | 15.4144 | kWh
0.94 | 10.7976 | 11.7376 | kWh
7.3918 | 8.714 | 16.1057 | kWh
11.8268 | 8.1236 | 19.9504 | kWh
16.2619 | 10.0387 | 26.3005 | kWh
16.2619 | 14.8094 | 31.0713 | kWh
16.2619 | 16.9817 | 33.2435 | kWh
15.5227 | 18.4037 | 33.9264 | kWh
15.5227 | 19.8461 | 35.3688 | kWh
12.566 | 21.6026 | 34.1685 | kWh
11.8268 | 23.2891 | 35.1159 | kWh
15.5227 | 24.9711 | 40.4938 | kWh
19.9577 | 26.3319 | 46.2897 | kWh
19.9577 | 26.81 | 46.7678 | kWh
14.7835 | 26.3352 | 41.1187 | kWh
7.3918 | 23.279 | 30.6708 | kWh
0.94 | 22.4215 | 23.3615 | kWh
0.94 | 22.7541 | 23.6941 | kWh
0.94 | 23.3368 | 24.2768 | kWh
0.94 | 23.6162 | 24.5562 | kWh
0.94 | 29.3065 | 30.2465 | kWh
0.94 | 27.2091 | 28.1491 | kWh
0.94 | 24.2707 | 25.2107 | kWh
0.94 | 20.5017 | 21.4417 | kWh
0.94 | 16.5788 | 17.5188 | kWh
0.94 | 13.4014 | 14.3414 | kWh
0.94 | 10.7273 | 11.6673 | kWh
0.94 | 8.227 | 9.167 | kWh
0.94 | 6.2562 | 7.1962 | kWh
0.94 | 5.09 | 6.03 | kWh
0.94 | 5.1245 | 6.0645 | kWh
0.94 | 6.0222 | 6.9622 | kWh
0.94 | 8.2704 | 9.2104 | kWh
0.94 | 11.2802 | 12.2202 | kWh
0.94 | 14.4549 | 15.3949 | kWh
0.94 | 17.7361 | 18.6761 | kWh
0.94 | 21.1991 | 22.1391 | kWh
0.94 | 25.1191 | 26.0591 | kWh
0.94 | 28.8878 | 29.8278 | kWh
0.94 | 31.4065 | 32.3465 | kWh
0.94 | 32.7107 | 33.6507 | kWh
0.94 | 33.1482 | 34.0882 | kWh
0.94 | 32.561 | 33.501 | kWh
0.94 | 31.2065 | 32.1465 | kWh
0.94 | 29.3065 | 30.2465 | kWh
0.94 | 27.2091 | 28.1491 | kWh
0.94 | 24.2707 | 25.2107 | kWh
0.94 | 20.5017 | 21.4417 | kWh
0.94 | 16.5788 | 17.5188 | kWh
0.94 | 13.4014 | 14.3414 | kWh
0.94 | 10.7273 | 11.6673 | kWh
0.94 | 8.227 | 9.167 | kWh
0.94 | 6.2562 | 7.1962 | kWh
0.94 | 5.09 | 6.03 | kWh
0.94 | 5.1245 | 6.0645 | kWh
0.94 | 6.0222 | 6.9622 | kWh
0.94 | 8.2704 | 9.2104 | kWh
0.94 | 11.2802 | 12.2202 | kWh
0.94 | 14.4549 | 15.3949 | kWh
0.94 | 17.7361 | 18.6761 | kWh
0.94 | 21.1991 | 22.1391 | kWh
0.94 | 25.1191 | 26.0591 | kWh
0.94 | 28.8878 | 29.8278 | kWh
0.94 | 31.4065 | 32.3465 | kWh
0.94 | 32.7107 | 33.6507 | kWh
0.94 | 33.1482 | 34.0882 | kWh
0.94 | 32.561 | 33.501 | kWh
0.94 | 31.2065 | 32.1465 | kWh
0.94 | 23.1461 | 24.0861 | kWh
0.94 | 21.6894 | 22.6294 | kWh
0.94 | 19.9358 | 20.8758 | kWh
0.94 | 17.9945 | 18.9345 | kWh
0.94 | 14.4744 | 15.4144 | kWh
0.94 | 10.7976 | 11.7376 | kWh
7.3918 | 8.714 | 16.1057 | kWh
11.8268 | 8.1236 | 19.9504 | kWh
16.2619 | 10.0387 | 26.3005 | kWh
16.2619 | 14.8094 | 31.0713 | kWh
16.2619 | 16.9817 | 33.2435 | kWh
15.5227 | 18.4037 | 33.9264 | kWh
15.5227 | 19.8461 | 35.3688 | kWh
12.566 | 21.6026 | 34.1685 | kWh
11.8268 | 23.2891 | 35.1159 | kWh
15.5227 | 24.9711 | 40.4938 | kWh
19.9577 | 26.3319 | 46.2897 | kWh
19.9577 | 26.81 | 46.7678 | kWh
14.7835 | 26.3352 | 41.1187 | kWh
7.3918 | 23.279 | 30.6708 | kWh
0.94 | 22.4215 | 23.3615 | kWh
0.94 | 22.7541 | 23.6941 | kWh
0.94 | 23.3368 | 24.2768 | kWh
0.94 | 23.6162 | 24.5562 | kWh
0.94 | 23.1461 | 24.0861 | kWh
0.94 | 21.6894 | 22.6294 | kWh
0.94 | 19.9358 | 20.8758 | kWh
0.94 | 17.9945 | 18.9345 | kWh
0.94 | 14.4744 | 15.4144 | kWh
0.94 | 10.7976 | 11.7376 | kWh
7.3918 | 8.714 | 16.1057 | kWh
11.8268 | 8.1236 | 19.9504 | kWh
16.2619 | 10.0387 | 26.3005 | kWh
16.2619 | 14.8094 | 31.0713 | kWh
16.2619 | 16.9817 | 33.2435 | kWh
15.5227 | 18.4037 | 33.9264 | kWh
15.5227 | 19.8461 | 35.3688 | kWh
12.566 | 21.6026 | 34.1685 | kWh
11.8268 | 23.2891 | 35.1159 | kWh
15.5227 | 24.9711 | 40.4938 | kWh
19.9577 | 26.3319 | 46.2897 | kWh
19.9577 | 26.81 | 46.7678 | kWh
14.7835 | 26.3352 | 41.1187 | kWh
7.3918 | 23.279 | 30.6708 | kWh
0.94 | 22.4215 | 23.3615 | kWh
0.94 | 22.7541 | 23.6941 | kWh
0.94 | 23.3368 | 24.2768 | kWh
0.94 | 23.6162 | 24.5562 | kWh
0.94 | 23.1461 | 24.0861 | kWh
0.94 | 21.6894 | 22.6294 | kWh
0.94 | 19.9358 | 20.8758 | kWh
0.94 | 17.9945 | 18.9345 | kWh
0.94 | 14.4744 | 15.4144 | kWh
0.94 | 10.7976 | 11.7376 | kWh
7.3918 | 8.714 | 16.1057 | kWh
11.8268 | 8.1236 | 19.9504 | kWh
16.2619 | 10.0387 | 26.3005 | kWh
16.2619 | 14.8094 | 31.0713 | kWh
16.2619 | 16.9817 | 33.2435 | kWh
15.5227 | 18.4037 | 33.9264 | kWh
15.5227 | 19.8461 | 35.3688 | kWh
12.566 | 21.6026 | 34.1685 | kWh
11.8268 | 23.2891 | 35.1159 | kWh
15.5227 | 24.9711 | 40.4938 | kWh
19.9577 | 26.3319 | 46.2897 | kWh
19.9577 | 26.81 | 46.7678 | kWh
14.7835 | 26.3352 | 41.1187 | kWh
7.3918 | 23.279 | 30.6708 | kWh
0.94 | 22.4215 | 23.3615 | kWh
0.94 | 22.7541 | 23.6941 | kWh
0.94 | 23.3368 | 24.2768 | kWh
0.94 | 23.6162 | 24.5562 | kWh
0.94 | 23.1461 | 24.0861 | kWh
0.94 | 21.6894 | 22.6294 | kWh
0.94 | 19.9358 | 20.8758 | kWh
0.94 | 17.9945 | 18.9345 | kWh
0.94 | 14.4744 | 15.4144 | kWh
0.94 | 10.7976 | 11.7376 | kWh
7.3918 | 8.714 | 16.1057 | kWh
11.8268 | 8.1236 | 19.9504 | kWh
16.2619 | 10.0387 | 26.3005 | kWh
16.2619 | 14.8094 | 31.0713 | kWh
16.2619 | 16.9817 | 33.2435 | kWh
15.5227 | 18.4037 | 33.9264 | kWh
15.5227 | 19.8461 | 35.3688 | kWh
12.566 | 21.6026 | 34.1685 | kWh
11.8268 | 23.2891 | 35.1159 | kWh
15.5227 | 24.9711 | 40.4938 | kWh
19.9577 | 26.3319 | 46.2897 | kWh
19.9577 | 26.81 | 46.7678 | kWh
14.7835 | 26.3352 | 41.1187 | kWh
7.3918 | 23.279 | 30.6708 | kWh
0.94 | 22.4215 | 23.3615 | kWh
0.94 | 22.7541 | 23.6941 | kWh
0.94 | 23.3368 | 24.2768 | kWh
0.94 | 23.6162 | 24.5562 | kWh
0.94 | 23.1461 | 24.0861 | kWh
0.94 | 21.6894 | 22.6294 | kWh
0.94 | 19.9358 | 20.8758 | kWh
0.94 | 17.9945 | 18.9345 | kWh
0.94 | 14.4744 | 15.4144 | kWh
0.94 | 10.7976 | 11.7376 | kWh
7.3918 | 8.714 | 16.1057 | kWh
11.8268 | 8.1236 | 19.9504 | kWh
16.2619 | 10.0387 | 26.3005 | kWh
16.2619 | 14.8094 | 31.0713 | kWh
16.2619 | 16.9817 | 33.2435 | kWh
15.5227 | 18.4037 | 33.9264 | kWh
15.5227 | 19.8461 | 35.3688 | kWh
12.566 | 21.6026 | 34.1685 | kWh
11.8268 | 23.2891 | 35.1159 | kWh
15.5227 | 24.9711 | 40.4938 | kWh
19.9577 | 26.3319 | 46.2897 | kWh
19.9577 | 26.81 | 46.7678 | kWh
14.7835 | 26.3352 | 41.1187 | kWh
7.3918 | 23.279 | 30.6708 | kWh
0.94 | 22.4215 | 23.3615 | kWh
0.94 | 22.7541 | 23.6941 | kWh
0.94 | 23.3368 | 24.2768 | kWh
0.94 | 23.6162 | 24.5562 | kWh
0.94 | 29.3065 | 30.2465 | kWh
0.94 | 27.2091 | 28.1491 | kWh
0.94 | 24.2707 | 25.2107 | kWh
0.94 | 20.5017 | 21.4417 | kWh
0.94 | 16.5788 | 17.5188 | kWh
0.94 | 13.4014 | 14.3414 | kWh
0.94 | 10.7273 | 11.6673 | kWh
0.94 | 8.227 | 9.167 | kWh
0.94 | 6.2562 | 7.1962 | kWh
0.94 | 5.09 | 6.03 | kWh
0.94 | 5.1245 | 6.0645 | kWh
0.94 | 6.0222 | 6.9622 | kWh
0.94 | 8.2704 | 9.2104 | kWh
0.94 | 11.2802 | 12.2202 | kWh
0.94 | 14.4549 | 15.3949 | kWh
0.94 | 17.7361 | 18.6761 | kWh
0.94 | 21.1991 | 22.1391 | kWh
0.94 | 25.1191 | 26.0591 | kWh
0.94 | 28.8878 | 29.8278 | kWh
0.94 | 31.4065 | 32.3465 | kWh
0.94 | 32.7107 | 33.6507 | kWh
0.94 | 33.1482 | 34.0882 | kWh
0.94 | 32.561 | 33.501 | kWh
0.94 | 31.2065 | 32.1465 | kWh
0.94 | 29.3065 | 30.2465 | kWh
0.94 | 27.2091 | 28.1491 | kWh
0.94 | 24.2707 | 25.2107 | kWh
0.94 | 20.5017 | 21.4417 | kWh
0.94 | 16.5788 | 17.5188 | kWh
0.94 | 13.4014 | 14.3414 | kWh
0.94 | 10.7273 | 11.6673 | kWh
0.94 | 8.227 | 9.167 | kWh
0.94 | 6.2562 | 7.1962 | kWh
0.94 | 5.09 | 6.03 | kWh
0.94 | 5.1245 | 6.0645 | kWh
0.94 | 6.0222 | 6.9622 | kWh
0.94 | 8.2704 | 9.2104 | kWh
0.94 | 11.2802 | 12.2202 | kWh
0.94 | 14.4549 | 15.3949 | kWh
0.94 | 17.7361 | 18.6761 | kWh
0.94 | 21.1991 | 22.1391 | kWh
0.94 | 25.1191 | 26.0591 | kWh
0.94 | 28.8878 | 29.8278 | kWh
0.94 | 31.4065 | 32.3465 | kWh
0.94 | 32.7107 | 33.6507 | kWh
0.94 | 33.1482 | 34.0882 | kWh
0.94 | 32.561 | 33.501 | kWh
0.94 | 31.2065 | 32.1465 | kWh
0.94 | 23.1461 | 24.0861 | kWh
0.94 | 21.6894 | 22.6294 | kWh
0.94 | 19.9358 | 20.8758 | kWh
0.94 | 17.9945 | 18.9345 | kWh
0.94 | 14.4744 | 15.4144 | kWh
0.94 | 10.7976 | 11.7376 | kWh
7.3918 | 8.714 | 16.1057 | kWh
11.8268 | 8.1236 | 19.9504 | kWh
16.2619 | 10.0387 | 26.3005 | kWh
16.2619 | 14.8094 | 31.0713 | kWh
16.2619 | 16.9817 | 33.2435 | kWh
15.5227 | 18.4037 | 33.9264 | kWh
15.5227 | 19.8461 | 35.3688 | kWh
12.566 | 21.6026 | 34.1685 | kWh
11.8268 | 23.2891 | 35.1159 | kWh
15.5227 | 24.9711 | 40.4938 | kWh
19.9577 | 26.3319 | 46.2897 | kWh
19.9577 | 26.81 | 46.7678 | kWh
14.7835 | 26.3352 | 41.1187 | kWh
7.3918 | 23.279 | 30.6708 | kWh
0.94 | 22.4215 | 23.3615 | kWh
0.94 | 22.7541 | 23.6941 | kWh
0.94 | 23.3368 | 24.2768 | kWh
0.94 | 23.6162 | 24.5562 | kWh
0.94 | 23.1461 | 24.0861 | kWh
0.94 | 21.6894 | 22.6294 | kWh
0.94 | 19.9358 | 20.8758 | kWh
0.94 | 17.9945 | 18.9345 | kWh
0.94 | 14.4744 | 15.4144 | kWh
0.94 | 10.7976 | 11.7376 | kWh
7.3918 | 8.714 | 16.1057 | kWh
11.8268 | 8.1236 | 19.9504 | kWh
16.2619 | 10.0387 | 26.3005 | kWh
16.2619 | 14.8094 | 31.0713 | kWh
16.2619 | 16.9817 | 33.2435 | kWh
15.5227 | 18.4037 | 33.9264 | kWh
15.5227 | 19.8461 | 35.3688 | kWh
12.566 | 21.6026 | 34.1685 | kWh
11.8268 | 23.2891 | 35.1159 | kWh
15.5227 | 24.9711 | 40.4938 | kWh
19.9577 | 26.3319 | 46.2897 | kWh
19.9577 | 26.81 | 46.7678 | kWh
14.7835 | 26.3352 | 41.1187 | kWh
7.3918 | 23.279 | 30.6708 | kWh
0.94 | 22.4215 | 23.3615 | kWh
0.94 | 22.7541 | 23.6941 | kWh
0.94 | 23.3368 | 24.2768 | kWh
0.94 | 23.6162 | 24.5562 | kWh
0.94 | 23.1461 | 24.0861 | kWh
0.94 | 21.6894 | 22.6294 | kWh
0.94 | 19.9358 | 20.8758 | kWh
0.94 | 17.9945 | 18.9345 | kWh
0.94 | 14.4744 | 15.4144 | kWh
0.94 | 10.7976 | 11.7376 | kWh
7.3918 | 8.714 | 16.1057 | kWh
11.8268 | 8.1236 | 19.9504 | kWh
16.2619 | 10.0387 | 26.3005 | kWh
16.2619 | 14.8094 | 31.0713 | kWh
16.2619 | 16.9817 | 33.2435 | kWh
15.5227 | 18.4037 | 33.9264 | kWh
15.5227 | 19.8461 | 35.3688 | kWh
12.566 | 21.6026 | 34.1685 | kWh
11.8268 | 23.2891 | 35.1159 | kWh
15.5227 | 24.9711 | 40.4938 | kWh
19.9577 | 26.3319 | 46.2897 | kWh
19.9577 | 26.81 | 46.7678 | kWh
14.7835 | 26.3352 | 41.1187 | kWh
7.3918 | 23.279 | 30.6708 | kWh
0.94 | 22.4215 | 23.3615 | kWh
0.94 | 22.7541 | 23.6941 | kWh
0.94 | 23.3368 | 24.2768 | kWh
0.94 | 23.6162 | 24.5562 | kWh
0.94 | 23.1461 | 24.0861 | kWh
0.94 | 21.6894 | 22.6294 | kWh
0.94 | 19.9358 | 20.8758 | kWh
0.94 | 17.9945 | 18.9345 | kWh
0.94 | 14.4744 | 15.4144 | kWh
0.94 | 10.7976 | 11.7376 | kWh
7.3918 | 8.714 | 16.1057 | kWh
11.8268 | 8.1236 | 19.9504 | kWh
16.2619 | 10.0387 | 26.3005 | kWh
16.2619 | 14.8094 | 31.0713 | kWh
16.2619 | 16.9817 | 33.2435 | kWh
15.5227 | 18.4037 | 33.9264 | kWh
15.5227 | 19.8461 | 35.3688 | kWh
12.566 | 21.6026 | 34.1685 | kWh
11.8268 | 23.2891 | 35.1159 | kWh
15.5227 | 24.9711 | 40.4938 | kWh
19.9577 | 26.3319 | 46.2897 | kWh
19.9577 | 26.81 | 46.7678 | kWh
14.7835 | 26.3352 | 41.1187 | kWh
7.3918 | 23.279 | 30.6708 | kWh
0.94 | 22.4215 | 23.3615 | kWh
0.94 | 22.7541 | 23.6941 | kWh
0.94 | 23.3368 | 24.2768 | kWh
0.94 | 23.6162 | 24.5562 | kWh
0.94 | 23.1461 | 24.0861 | kWh
0.94 | 21.6894 | 22.6294 | kWh
0.94 | 19.9358 | 20.8758 | kWh
0.94 | 17.9945 | 18.9345 | kWh
0.94 | 14.4744 | 15.4144 | kWh
0.94 | 10.7976 | 11.7376 | kWh
7.3918 | 8.714 | 16.1057 | kWh
11.8268 | 8.1236 | 19.9504 | kWh
16.2619 | 10.0387 | 26.3005 | kWh
16.2619 | 14.8094 | 31.0713 | kWh
16.2619 | 16.9817 | 33.2435 | kWh
15.5227 | 18.4037 | 33.9264 | kWh
15.5227 | 19.8461 | 35.3688 | kWh
12.566 | 21.6026 | 34.1685 | kWh
11.8268 | 23.2891 | 35.1159 | kWh
15.5227 | 24.9711 | 40.4938 | kWh
19.9577 | 26.3319 | 46.2897 | kWh
19.9577 | 26.81 | 46.7678 | kWh
14.7835 | 26.3352 | 41.1187 | kWh
7.3918 | 23.279 | 30.6708 | kWh
0.94 | 22.4215 | 23.3615 | kWh
0.94 | 22.7541 | 23.6941 | kWh
0.94 | 23.3368 | 24.2768 | kWh
0.94 | 23.6162 | 24.5562 | kWh
0.94 | 29.3065 | 30.2465 | kWh
0.94 | 27.2091 | 28.1491 | kWh
0.94 | 24.2707 | 25.2107 | kWh
0.94 | 20.5017 | 21.4417 | kWh
0.94 | 16.5788 | 17.5188 | kWh
0.94 | 13.4014 | 14.3414 | kWh
0.94 | 10.7273 | 11.6673 | kWh
0.94 | 8.227 | 9.167 | kWh
0.94 | 6.2562 | 7.1962 | kWh
0.94 | 5.09 | 6.03 | kWh
0.94 | 5.1245 | 6.0645 | kWh
0.94 | 6.0222 | 6.9622 | kWh
0.94 | 8.2704 | 9.2104 | kWh
0.94 | 11.2802 | 12.2202 | kWh
0.94 | 14.4549 | 15.3949 | kWh
0.94 | 17.7361 | 18.6761 | kWh
0.94 | 21.1991 | 22.1391 | kWh
0.94 | 25.1191 | 26.0591 | kWh
0.94 | 28.8878 | 29.8278 | kWh
0.94 | 31.4065 | 32.3465 | kWh
0.94 | 32.7107 | 33.6507 | kWh
0.94 | 33.1482 | 34.0882 | kWh
0.94 | 32.561 | 33.501 | kWh
0.94 | 31.2065 | 32.1465 | kWh
0.94 | 29.3065 | 30.2465 | kWh
0.94 | 27.2091 | 28.1491 | kWh
0.94 | 24.2707 | 25.2107 | kWh
0.94 | 20.5017 | 21.4417 | kWh
0.94 | 16.5788 | 17.5188 | kWh
0.94 | 13.4014 | 14.3414 | kWh
0.94 | 10.7273 | 11.6673 | kWh
0.94 | 8.227 | 9.167 | kWh
0.94 | 6.2562 | 7.1962 | kWh
0.94 | 5.09 | 6.03 | kWh
0.94 | 5.1245 | 6.0645 | kWh
0.94 | 6.0222 | 6.9622 | kWh
0.94 | 8.2704 | 9.2104 | kWh
0.94 | 11.2802 | 12.2202 | kWh
0.94 | 14.4549 | 15.3949 | kWh
0.94 | 17.7361 | 18.6761 | kWh
0.94 | 21.1991 | 22.1391 | kWh
0.94 | 25.1191 | 26.0591 | kWh
0.94 | 28.8878 | 29.8278 | kWh
0.94 | 31.4065 | 32.3465 | kWh
0.94 | 32.7107 | 33.6507 | kWh
0.94 | 33.1482 | 34.0882 | kWh
0.94 | 32.561 | 33.501 | kWh
0.94 | 31.2065 | 32.1465 | kWh
0.94 | 23.1461 | 24.0861 | kWh
0.94 | 21.6894 | 22.6294 | kWh
0.94 | 19.9358 | 20.8758 | kWh
0.94 | 17.9945 | 18.9345 | kWh
0.94 | 14.4744 | 15.4144 | kWh
0.94 | 10.7976 | 11.7376 | kWh
7.3918 | 8.714 | 16.1057 | kWh
11.8268 | 8.1236 | 19.9504 | kWh
16.2619 | 10.0387 | 26.3005 | kWh
16.2619 | 14.8094 | 31.0713 | kWh
16.2619 | 16.9817 | 33.2435 | kWh
15.5227 | 18.4037 | 33.9264 | kWh
15.5227 | 19.8461 | 35.3688 | kWh
12.566 | 21.6026 | 34.1685 | kWh
11.8268 | 23.2891 | 35.1159 | kWh
15.5227 | 24.9711 | 40.4938 | kWh
19.9577 | 26.3319 | 46.2897 | kWh
19.9577 | 26.81 | 46.7678 | kWh
14.7835 | 26.3352 | 41.1187 | kWh
7.3918 | 23.279 | 30.6708 | kWh
0.94 | 22.4215 | 23.3615 | kWh
0.94 | 22.7541 | 23.6941 | kWh
0.94 | 23.3368 | 24.2768 | kWh
0.94 | 23.6162 | 24.5562 | kWh
0.94 | 23.1461 | 24.0861 | kWh
0.94 | 21.6894 | 22.6294 | kWh
0.94 | 19.9358 | 20.8758 | kWh
0.94 | 17.9945 | 18.9345 | kWh
0.94 | 14.4744 | 15.4144 | kWh
0.94 | 10.7976 | 11.7376 | kWh
7.3918 | 8.714 | 16.1057 | kWh
11.8268 | 8.1236 | 19.9504 | kWh
16.2619 | 10.0387 | 26.3005 | kWh
16.2619 | 14.8094 | 31.0713 | kWh
16.2619 | 16.9817 | 33.2435 | kWh
15.5227 | 18.4037 | 33.9264 | kWh
15.5227 | 19.8461 | 35.3688 | kWh
12.566 | 21.6026 | 34.1685 | kWh
11.8268 | 23.2891 | 35.1159 | kWh
15.5227 | 24.9711 | 40.4938 | kWh
19.9577 | 26.3319 | 46.2897 | kWh
19.9577 | 26.81 | 46.7678 | kWh
14.7835 | 26.3352 | 41.1187 | kWh
7.3918 | 23.279 | 30.6708 | kWh
0.94 | 22.4215 | 23.3615 | kWh
0.94 | 22.7541 | 23.6941 | kWh
0.94 | 23.3368 | 24.2768 | kWh
0.94 | 23.6162 | 24.5562 | kWh
0.94 | 23.1461 | 24.0861 | kWh
0.94 | 21.6894 | 22.6294 | kWh
0.94 | 19.9358 | 20.8758 | kWh
0.94 | 17.9945 | 18.9345 | kWh
0.94 | 14.4744 | 15.4144 | kWh
0.94 | 10.7976 | 11.7376 | kWh
7.3918 | 8.714 | 16.1057 | kWh
11.8268 | 8.1236 | 19.9504 | kWh
16.2619 | 10.0387 | 26.3005 | kWh
16.2619 | 14.8094 | 31.0713 | kWh
16.2619 | 16.9817 | 33.2435 | kWh
15.5227 | 18.4037 | 33.9264 | kWh
15.5227 | 19.8461 | 35.3688 | kWh
12.566 | 21.6026 | 34.1685 | kWh
11.8268 | 23.2891 | 35.1159 | kWh
15.5227 | 24.9711 | 40.4938 | kWh
19.9577 | 26.3319 | 46.2897 | kWh
19.9577 | 26.81 | 46.7678 | kWh
14.7835 | 26.3352 | 41.1187 | kWh
7.3918 | 23.279 | 30.6708 | kWh
0.94 | 22.4215 | 23.3615 | kWh
0.94 | 22.7541 | 23.6941 | kWh
0.94 | 23.3368 | 24.2768 | kWh
0.94 | 23.6162 | 24.5562 | kWh
0.94 | 23.1461 | 24.0861 | kWh
0.94 | 21.6894 | 22.6294 | kWh
0.94 | 19.9358 | 20.8758 | kWh
0.94 | 17.9945 | 18.9345 | kWh
0.94 | 14.4744 | 15.4144 | kWh
0.94 | 10.7976 | 11.7376 | kWh
7.3918 | 8.714 | 16.1057 | kWh
11.8268 | 8.1236 | 19.9504 | kWh
16.2619 | 10.0387 | 26.3005 | kWh
16.2619 | 14.8094 | 31.0713 | kWh
16.2619 | 16.9817 | 33.2435 | kWh
15.5227 | 18.4037 | 33.9264 | kWh
15.5227 | 19.8461 | 35.3688 | kWh
12.566 | 21.6026 | 34.1685 | kWh
11.8268 | 23.2891 | 35.1159 | kWh
15.5227 | 24.9711 | 40.4938 | kWh
19.9577 | 26.3319 | 46.2897 | kWh
19.9577 | 26.81 | 46.7678 | kWh
14.7835 | 26.3352 | 41.1187 | kWh
7.3918 | 23.279 | 30.6708 | kWh
0.94 | 22.4215 | 23.3615 | kWh
0.94 | 22.7541 | 23.6941 | kWh
0.94 | 23.3368 | 24.2768 | kWh
0.94 | 23.6162 | 24.5562 | kWh
0.94 | 23.1461 | 24.0861 | kWh
0.94 | 21.6894 | 22.6294 | kWh
0.94 | 19.9358 | 20.8758 | kWh
0.94 | 17.9945 | 18.9345 | kWh
0.94 | 14.4744 | 15.4144 | kWh
0.94 | 10.7976 | 11.7376 | kWh
7.3918 | 8.714 | 16.1057 | kWh
11.8268 | 8.1236 | 19.9504 | kWh
16.2619 | 10.0387 | 26.3005 | kWh
16.2619 | 14.8094 | 31.0713 | kWh
16.2619 | 16.9817 | 33.2435 | kWh
15.5227 | 18.4037 | 33.9264 | kWh
15.5227 | 19.8461 | 35.3688 | kWh
12.566 | 21.6026 | 34.1685 | kWh
11.8268 | 23.2891 | 35.1159 | kWh
15.5227 | 24.9711 | 40.4938 | kWh
19.9577 | 26.3319 | 46.2897 | kWh
19.9577 | 26.81 | 46.7678 | kWh
14.7835 | 26.3352 | 41.1187 | kWh
7.3918 | 23.279 | 30.6708 | kWh
0.94 | 22.4215 | 23.3615 | kWh
0.94 | 22.7541 | 23.6941 | kWh
0.94 | 23.3368 | 24.2768 | kWh
0.94 | 23.6162 | 24.5562 | kWh
0.94 | 29.3065 | 30.2465 | kWh
0.94 | 27.2091 | 28.1491 | kWh
0.94 | 24.2707 | 25.2107 | kWh
0.94 | 20.5017 | 21.4417 | kWh
0.94 | 16.5788 | 17.5188 | kWh
0.94 | 13.4014 | 14.3414 | kWh
0.94 | 10.7273 | 11.6673 | kWh
0.94 | 8.227 | 9.167 | kWh
0.94 | 6.2562 | 7.1962 | kWh
0.94 | 5.09 | 6.03 | kWh
0.94 | 5.1245 | 6.0645 | kWh
0.94 | 6.0222 | 6.9622 | kWh
0.94 | 8.2704 | 9.2104 | kWh
0.94 | 11.2802 | 12.2202 | kWh
0.94 | 14.4549 | 15.3949 | kWh
0.94 | 17.7361 | 18.6761 | kWh
0.94 | 21.1991 | 22.1391 | kWh
0.94 | 25.1191 | 26.0591 | kWh
0.94 | 28.8878 | 29.8278 | kWh
0.94 | 31.4065 | 32.3465 | kWh
0.94 | 32.7107 | 33.6507 | kWh
0.94 | 33.1482 | 34.0882 | kWh
0.94 | 32.561 | 33.501 | kWh
0.94 | 31.2065 | 32.1465 | kWh
0.94 | 29.3065 | 30.2465 | kWh
0.94 | 27.2091 | 28.1491 | kWh
0.94 | 24.2707 | 25.2107 | kWh
0.94 | 20.5017 | 21.4417 | kWh
0.94 | 16.5788 | 17.5188 | kWh
0.94 | 13.4014 | 14.3414 | kWh
0.94 | 10.7273 | 11.6673 | kWh
0.94 | 8.227 | 9.167 | kWh
0.94 | 6.2562 | 7.1962 | kWh
0.94 | 5.09 | 6.03 | kWh
0.94 | 5.1245 | 6.0645 | kWh
0.94 | 6.0222 | 6.9622 | kWh
0.94 | 8.2704 | 9.2104 | kWh
0.94 | 11.2802 | 12.2202 | kWh
0.94 | 14.4549 | 15.3949 | kWh
0.94 | 17.7361 | 18.6761 | kWh
0.94 | 21.1991 | 22.1391 | kWh
0.94 | 25.1191 | 26.0591 | kWh
0.94 | 28.8878 | 29.8278 | kWh
0.94 | 31.4065 | 32.3465 | kWh
0.94 | 32.7107 | 33.6507 | kWh
0.94 | 33.1482 | 34.0882 | kWh
0.94 | 32.561 | 33.501 | kWh
0.94 | 31.2065 | 32.1465 | kWh
0.94 | 23.1461 | 24.0861 | kWh
0.94 | 21.6894 | 22.6294 | kWh
0.94 | 19.9358 | 20.8758 | kWh
0.94 | 17.9945 | 18.9345 | kWh
0.94 | 14.4744 | 15.4144 | kWh
0.94 | 10.7976 | 11.7376 | kWh
7.3918 | 8.714 | 16.1057 | kWh
11.8268 | 8.1236 | 19.9504 | kWh
16.2619 | 10.0387 | 26.3005 | kWh
16.2619 | 14.8094 | 31.0713 | kWh
16.2619 | 16.9817 | 33.2435 | kWh
15.5227 | 18.4037 | 33.9264 | kWh
15.5227 | 19.8461 | 35.3688 | kWh
12.566 | 21.6026 | 34.1685 | kWh
11.8268 | 23.2891 | 35.1159 | kWh
15.5227 | 24.9711 | 40.4938 | kWh
19.9577 | 26.3319 | 46.2897 | kWh
19.9577 | 26.81 | 46.7678 | kWh
14.7835 | 26.3352 | 41.1187 | kWh
7.3918 | 23.279 | 30.6708 | kWh
0.94 | 22.4215 | 23.3615 | kWh
0.94 | 22.7541 | 23.6941 | kWh
0.94 | 23.3368 | 24.2768 | kWh
0.94 | 23.6162 | 24.5562 | kWh
0.94 | 23.1461 | 24.0861 | kWh
0.94 | 21.6894 | 22.6294 | kWh
0.94 | 19.9358 | 20.8758 | kWh
0.94 | 17.9945 | 18.9345 | kWh
0.94 | 14.4744 | 15.4144 | kWh
0.94 | 10.7976 | 11.7376 | kWh
7.3918 | 8.714 | 16.1057 | kWh
11.8268 | 8.1236 | 19.9504 | kWh
16.2619 | 10.0387 | 26.3005 | kWh
16.2619 | 14.8094 | 31.0713 | kWh
16.2619 | 16.9817 | 33.2435 | kWh
15.5227 | 18.4037 | 33.9264 | kWh
15.5227 | 19.8461 | 35.3688 | kWh
12.566 | 21.6026 | 34.1685 | kWh
11.8268 | 23.2891 | 35.1159 | kWh
15.5227 | 24.9711 | 40.4938 | kWh
19.9577 | 26.3319 | 46.2897 | kWh
19.9577 | 26.81 | 46.7678 | kWh
14.7835 | 26.3352 | 41.1187 | kWh
7.3918 | 23.279 | 30.6708 | kWh
0.94 | 22.4215 | 23.3615 | kWh
0.94 | 22.7541 | 23.6941 | kWh
0.94 | 23.3368 | 24.2768 | kWh
0.94 | 23.6162 | 24.5562 | kWh
0.94 | 23.1461 | 24.0861 | kWh
0.94 | 21.6894 | 22.6294 | kWh
0.94 | 19.9358 | 20.8758 | kWh
0.94 | 17.9945 | 18.9345 | kWh
0.94 | 14.4744 | 15.4144 | kWh
0.94 | 10.7976 | 11.7376 | kWh
7.3918 | 8.714 | 16.1057 | kWh
11.8268 | 8.1236 | 19.9504 | kWh
16.2619 | 10.0387 | 26.3005 | kWh
16.2619 | 14.8094 | 31.0713 | kWh
16.2619 | 16.9817 | 33.2435 | kWh
15.5227 | 18.4037 | 33.9264 | kWh
15.5227 | 19.8461 | 35.3688 | kWh
12.566 | 21.6026 | 34.1685 | kWh
11.8268 | 23.2891 | 35.1159 | kWh
15.5227 | 24.9711 | 40.4938 | kWh
19.9577 | 26.3319 | 46.2897 | kWh
19.9577 | 26.81 | 46.7678 | kWh
14.7835 | 26.3352 | 41.1187 | kWh
7.3918 | 23.279 | 30.6708 | kWh
0.94 | 22.4215 | 23.3615 | kWh
0.94 | 22.7541 | 23.6941 | kWh
0.94 | 23.3368 | 24.2768 | kWh
0.94 | 23.6162 | 24.5562 | kWh
0.94 | 23.1461 | 24.0861 | kWh
0.94 | 21.6894 | 22.6294 | kWh
0.94 | 19.9358 | 20.8758 | kWh
0.94 | 17.9945 | 18.9345 | kWh
0.94 | 14.4744 | 15.4144 | kWh
0.94 | 10.7976 | 11.7376 | kWh
7.3918 | 8.714 | 16.1057 | kWh
11.8268 | 8.1236 | 19.9504 | kWh
16.2619 | 10.0387 | 26.3005 | kWh
16.2619 | 14.8094 | 31.0713 | kWh
16.2619 | 16.9817 | 33.2435 | kWh
15.5227 | 18.4037 | 33.9264 | kWh
15.5227 | 19.8461 | 35.3688 | kWh
12.566 | 21.6026 | 34.1685 | kWh
11.8268 | 23.2891 | 35.1159 | kWh
15.5227 | 24.9711 | 40.4938 | kWh
19.9577 | 26.3319 | 46.2897 | kWh
19.9577 | 26.81 | 46.7678 | kWh
14.7835 | 26.3352 | 41.1187 | kWh
7.3918 | 23.279 | 30.6708 | kWh
0.94 | 22.4215 | 23.3615 | kWh
0.94 | 22.7541 | 23.6941 | kWh
0.94 | 23.3368 | 24.2768 | kWh
0.94 | 23.6162 | 24.5562 | kWh
0.94 | 23.1461 | 24.0861 | kWh
0.94 | 21.6894 | 22.6294 | kWh
0.94 | 19.9358 | 20.8758 | kWh
0.94 | 17.9945 | 18.9345 | kWh
0.94 | 14.4744 | 15.4144 | kWh
0.94 | 10.7976 | 11.7376 | kWh
7.3918 | 8.714 | 16.1057 | kWh
11.8268 | 8.1236 | 19.9504 | kWh
16.2619 | 10.0387 | 26.3005 | kWh
16.2619 | 14.8094 | 31.0713 | kWh
16.2619 | 16.9817 | 33.2435 | kWh
15.5227 | 18.4037 | 33.9264 | kWh
15.5227 | 19.8461 | 35.3688 | kWh
12.566 | 21.6026 | 34.1685 | kWh
11.8268 | 23.2891 | 35.1159 | kWh
15.5227 | 24.9711 | 40.4938 | kWh
19.9577 | 26.3319 | 46.2897 | kWh
19.9577 | 26.81 | 46.7678 | kWh
14.7835 | 26.3352 | 41.1187 | kWh
7.3918 | 23.279 | 30.6708 | kWh
0.94 | 22.4215 | 23.3615 | kWh
0.94 | 22.7541 | 23.6941 | kWh
0.94 | 23.3368 | 24.2768 | kWh
0.94 | 23.6162 | 24.5562 | kWh
0.94 | 29.3065 | 30.2465 | kWh
0.94 | 27.2091 | 28.1491 | kWh
0.94 | 24.2707 | 25.2107 | kWh
0.94 | 20.5017 | 21.4417 | kWh
0.94 | 16.5788 | 17.5188 | kWh
0.94 | 13.4014 | 14.3414 | kWh
0.94 | 10.7273 | 11.6673 | kWh
0.94 | 8.227 | 9.167 | kWh
0.94 | 6.2562 | 7.1962 | kWh
0.94 | 5.09 | 6.03 | kWh
0.94 | 5.1245 | 6.0645 | kWh
0.94 | 6.0222 | 6.9622 | kWh
0.94 | 8.2704 | 9.2104 | kWh
0.94 | 11.2802 | 12.2202 | kWh
0.94 | 14.4549 | 15.3949 | kWh
0.94 | 17.7361 | 18.6761 | kWh
0.94 | 21.1991 | 22.1391 | kWh
0.94 | 25.1191 | 26.0591 | kWh
0.94 | 28.8878 | 29.8278 | kWh
0.94 | 31.4065 | 32.3465 | kWh
0.94 | 32.7107 | 33.6507 | kWh
0.94 | 33.1482 | 34.0882 | kWh
0.94 | 32.561 | 33.501 | kWh
0.94 | 31.2065 | 32.1465 | kWh
0.94 | 29.3065 | 30.2465 | kWh
0.94 | 27.2091 | 28.1491 | kWh
0.94 | 24.2707 | 25.2107 | kWh
0.94 | 20.5017 | 21.4417 | kWh
0.94 | 16.5788 | 17.5188 | kWh
0.94 | 13.4014 | 14.3414 | kWh
0.94 | 10.7273 | 11.6673 | kWh
0.94 | 8.227 | 9.167 | kWh
0.94 | 6.2562 | 7.1962 | kWh
0.94 | 5.09 | 6.03 | kWh
0.94 | 5.1245 | 6.0645 | kWh
0.94 | 6.0222 | 6.9622 | kWh
0.94 | 8.2704 | 9.2104 | kWh
0.94 | 11.2802 | 12.2202 | kWh
0.94 | 14.4549 | 15.3949 | kWh
0.94 | 17.7361 | 18.6761 | kWh
0.94 | 21.1991 | 22.1391 | kWh
0.94 | 25.1191 | 26.0591 | kWh
0.94 | 28.8878 | 29.8278 | kWh
0.94 | 31.4065 | 32.3465 | kWh
0.94 | 32.7107 | 33.6507 | kWh
0.94 | 33.1482 | 34.0882 | kWh
0.94 | 32.561 | 33.501 | kWh
0.94 | 31.2065 | 32.1465 | kWh
0.94 | 23.1461 | 24.0861 | kWh
0.94 | 21.6894 | 22.6294 | kWh
0.94 | 19.9358 | 20.8758 | kWh
0.94 | 17.9945 | 18.9345 | kWh
0.94 | 14.4744 | 15.4144 | kWh
0.94 | 10.7976 | 11.7376 | kWh
7.3918 | 8.714 | 16.1057 | kWh
11.8268 | 8.1236 | 19.9504 | kWh
16.2619 | 10.0387 | 26.3005 | kWh
16.2619 | 14.8094 | 31.0713 | kWh
16.2619 | 16.9817 | 33.2435 | kWh
15.5227 | 18.4037 | 33.9264 | kWh
15.5227 | 19.8461 | 35.3688 | kWh
12.566 | 21.6026 | 34.1685 | kWh
11.8268 | 23.2891 | 35.1159 | kWh
15.5227 | 24.9711 | 40.4938 | kWh
19.9577 | 26.3319 | 46.2897 | kWh
19.9577 | 26.81 | 46.7678 | kWh
14.7835 | 26.3352 | 41.1187 | kWh
7.3918 | 23.279 | 30.6708 | kWh
0.94 | 22.4215 | 23.3615 | kWh
0.94 | 22.7541 | 23.6941 | kWh
0.94 | 23.3368 | 24.2768 | kWh
0.94 | 23.6162 | 24.5562 | kWh
0.94 | 23.1461 | 24.0861 | kWh
0.94 | 21.6894 | 22.6294 | kWh
0.94 | 19.9358 | 20.8758 | kWh
0.94 | 17.9945 | 18.9345 | kWh
0.94 | 14.4744 | 15.4144 | kWh
0.94 | 10.7976 | 11.7376 | kWh
7.3918 | 8.714 | 16.1057 | kWh
11.8268 | 8.1236 | 19.9504 | kWh
16.2619 | 10.0387 | 26.3005 | kWh
16.2619 | 14.8094 | 31.0713 | kWh
16.2619 | 16.9817 | 33.2435 | kWh
15.5227 | 18.4037 | 33.9264 | kWh
15.5227 | 19.8461 | 35.3688 | kWh
12.566 | 21.6026 | 34.1685 | kWh
11.8268 | 23.2891 | 35.1159 | kWh
15.5227 | 24.9711 | 40.4938 | kWh
19.9577 | 26.3319 | 46.2897 | kWh
19.9577 | 26.81 | 46.7678 | kWh
14.7835 | 26.3352 | 41.1187 | kWh
7.3918 | 23.279 | 30.6708 | kWh
0.94 | 22.4215 | 23.3615 | kWh
0.94 | 22.7541 | 23.6941 | kWh
0.94 | 23.3368 | 24.2768 | kWh
0.94 | 23.6162 | 24.5562 | kWh
0.94 | 23.1461 | 24.0861 | kWh
0.94 | 21.6894 | 22.6294 | kWh
0.94 | 19.9358 | 20.8758 | kWh
0.94 | 17.9945 | 18.9345 | kWh
0.94 | 14.4744 | 15.4144 | kWh
0.94 | 10.7976 | 11.7376 | kWh
7.3918 | 8.714 | 16.1057 | kWh
11.8268 | 8.1236 | 19.9504 | kWh
16.2619 | 10.0387 | 26.3005 | kWh
16.2619 | 14.8094 | 31.0713 | kWh
16.2619 | 16.9817 | 33.2435 | kWh
15.5227 | 18.4037 | 33.9264 | kWh
15.5227 | 19.8461 | 35.3688 | kWh
12.566 | 21.6026 | 34.1685 | kWh
11.8268 | 23.2891 | 35.1159 | kWh
15.5227 | 24.9711 | 40.4938 | kWh
19.9577 | 26.3319 | 46.2897 | kWh
19.9577 | 26.81 | 46.7678 | kWh
14.7835 | 26.3352 | 41.1187 | kWh
7.3918 | 23.279 | 30.6708 | kWh
0.94 | 22.4215 | 23.3615 | kWh
0.94 | 22.7541 | 23.6941 | kWh
0.94 | 23.3368 | 24.2768 | kWh
0.94 | 23.6162 | 24.5562 | kWh
0.94 | 23.1461 | 24.0861 | kWh
0.94 | 21.6894 | 22.6294 | kWh
0.94 | 19.9358 | 20.8758 | kWh
0.94 | 17.9945 | 18.9345 | kWh
0.94 | 14.4744 | 15.4144 | kWh
0.94 | 10.7976 | 11.7376 | kWh
7.3918 | 8.714 | 16.1057 | kWh
11.8268 | 8.1236 | 19.9504 | kWh
16.2619 | 10.0387 | 26.3005 | kWh
16.2619 | 14.8094 | 31.0713 | kWh
16.2619 | 16.9817 | 33.2435 | kWh
15.5227 | 18.4037 | 33.9264 | kWh
15.5227 | 19.8461 | 35.3688 | kWh
12.566 | 21.6026 | 34.1685 | kWh
11.8268 | 23.2891 | 35.1159 | kWh
15.5227 | 24.9711 | 40.4938 | kWh
19.9577 | 26.3319 | 46.2897 | kWh
19.9577 | 26.81 | 46.7678 | kWh
14.7835 | 26.3352 | 41.1187 | kWh
7.3918 | 23.279 | 30.6708 | kWh
0.94 | 22.4215 | 23.3615 | kWh
0.94 | 22.7541 | 23.6941 | kWh
0.94 | 23.3368 | 24.2768 | kWh
0.94 | 23.6162 | 24.5562 | kWh
0.94 | 23.1461 | 24.0861 | kWh
0.94 | 21.6894 | 22.6294 | kWh
0.94 | 19.9358 | 20.8758 | kWh
0.94 | 17.9945 | 18.9345 | kWh
0.94 | 14.4744 | 15.4144 | kWh
0.94 | 10.7976 | 11.7376 | kWh
7.3918 | 8.714 | 16.1057 | kWh
11.8268 | 8.1236 | 19.9504 | kWh
16.2619 | 10.0387 | 26.3005 | kWh
16.2619 | 14.8094 | 31.0713 | kWh
16.2619 | 16.9817 | 33.2435 | kWh
15.5227 | 18.4037 | 33.9264 | kWh
15.5227 | 19.8461 | 35.3688 | kWh
12.566 | 21.6026 | 34.1685 | kWh
11.8268 | 23.2891 | 35.1159 | kWh
15.5227 | 24.9711 | 40.4938 | kWh
19.9577 | 26.3319 | 46.2897 | kWh
19.9577 | 26.81 | 46.7678 | kWh
14.7835 | 26.3352 | 41.1187 | kWh
7.3918 | 23.279 | 30.6708 | kWh
0.94 | 22.4215 | 23.3615 | kWh
0.94 | 22.7541 | 23.6941 | kWh
0.94 | 23.3368 | 24.2768 | kWh
0.94 | 23.6162 | 24.5562 | kWh
0.94 | 29.3065 | 30.2465 | kWh
0.94 | 27.2091 | 28.1491 | kWh
0.94 | 24.2707 | 25.2107 | kWh
0.94 | 20.5017 | 21.4417 | kWh
0.94 | 16.5788 | 17.5188 | kWh
0.94 | 13.4014 | 14.3414 | kWh
0.94 | 10.7273 | 11.6673 | kWh
0.94 | 8.227 | 9.167 | kWh
0.94 | 6.2562 | 7.1962 | kWh
0.94 | 5.09 | 6.03 | kWh
0.94 | 5.1245 | 6.0645 | kWh
0.94 | 6.0222 | 6.9622 | kWh
0.94 | 8.2704 | 9.2104 | kWh
0.94 | 11.2802 | 12.2202 | kWh
0.94 | 14.4549 | 15.3949 | kWh
0.94 | 17.7361 | 18.6761 | kWh
0.94 | 21.1991 | 22.1391 | kWh
0.94 | 25.1191 | 26.0591 | kWh
0.94 | 28.8878 | 29.8278 | kWh
0.94 | 31.4065 | 32.3465 | kWh
0.94 | 32.7107 | 33.6507 | kWh
0.94 | 33.1482 | 34.0882 | kWh
0.94 | 32.561 | 33.501 | kWh
0.94 | 31.2065 | 32.1465 | kWh
0.94 | 29.3065 | 30.2465 | kWh
0.94 | 27.2091 | 28.1491 | kWh
0.94 | 24.2707 | 25.2107 | kWh
0.94 | 20.5017 | 21.4417 | kWh
0.94 | 16.5788 | 17.5188 | kWh
0.94 | 13.4014 | 14.3414 | kWh
0.94 | 10.7273 | 11.6673 | kWh
0.94 | 8.227 | 9.167 | kWh
0.94 | 6.2562 | 7.1962 | kWh
0.94 | 5.09 | 6.03 | kWh
0.94 | 5.1245 | 6.0645 | kWh
0.94 | 6.0222 | 6.9622 | kWh
0.94 | 8.2704 | 9.2104 | kWh
0.94 | 11.2802 | 12.2202 | kWh
0.94 | 14.4549 | 15.3949 | kWh
0.94 | 17.7361 | 18.6761 | kWh
0.94 | 21.1991 | 22.1391 | kWh
0.94 | 25.1191 | 26.0591 | kWh
0.94 | 28.8878 | 29.8278 | kWh
0.94 | 31.4065 | 32.3465 | kWh
0.94 | 32.7107 | 33.6507 | kWh
0.94 | 33.1482 | 34.0882 | kWh
0.94 | 32.561 | 33.501 | kWh
0.94 | 31.2065 | 32.1465 | kWh
0.94 | 23.1461 | 24.0861 | kWh
0.94 | 21.6894 | 22.6294 | kWh
0.94 | 19.9358 | 20.8758 | kWh
0.94 | 17.9945 | 18.9345 | kWh
0.94 | 14.4744 | 15.4144 | kWh
0.94 | 10.7976 | 11.7376 | kWh
7.3918 | 8.714 | 16.1057 | kWh
11.8268 | 8.1236 | 19.9504 | kWh
16.2619 | 10.0387 | 26.3005 | kWh
16.2619 | 14.8094 | 31.0713 | kWh
16.2619 | 16.9817 | 33.2435 | kWh
15.5227 | 18.4037 | 33.9264 | kWh
15.5227 | 19.8461 | 35.3688 | kWh
12.566 | 21.6026 | 34.1685 | kWh
11.8268 | 23.2891 | 35.1159 | kWh
15.5227 | 24.9711 | 40.4938 | kWh
19.9577 | 26.3319 | 46.2897 | kWh
19.9577 | 26.81 | 46.7678 | kWh
14.7835 | 26.3352 | 41.1187 | kWh
7.3918 | 23.279 | 30.6708 | kWh
0.94 | 22.4215 | 23.3615 | kWh
0.94 | 22.7541 | 23.6941 | kWh
0.94 | 23.3368 | 24.2768 | kWh
0.94 | 23.6162 | 24.5562 | kWh
0.94 | 23.1461 | 24.0861 | kWh
0.94 | 21.6894 | 22.6294 | kWh
0.94 | 19.9358 | 20.8758 | kWh
0.94 | 17.9945 | 18.9345 | kWh
0.94 | 14.4744 | 15.4144 | kWh
0.94 | 10.7976 | 11.7376 | kWh
7.3918 | 8.714 | 16.1057 | kWh
11.8268 | 8.1236 | 19.9504 | kWh
16.2619 | 10.0387 | 26.3005 | kWh
16.2619 | 14.8094 | 31.0713 | kWh
16.2619 | 16.9817 | 33.2435 | kWh
15.5227 | 18.4037 | 33.9264 | kWh
15.5227 | 19.8461 | 35.3688 | kWh
12.566 | 21.6026 | 34.1685 | kWh
11.8268 | 23.2891 | 35.1159 | kWh
15.5227 | 24.9711 | 40.4938 | kWh
19.9577 | 26.3319 | 46.2897 | kWh
19.9577 | 26.81 | 46.7678 | kWh
14.7835 | 26.3352 | 41.1187 | kWh
7.3918 | 23.279 | 30.6708 | kWh
0.94 | 22.4215 | 23.3615 | kWh
0.94 | 22.7541 | 23.6941 | kWh
0.94 | 23.3368 | 24.2768 | kWh
0.94 | 23.6162 | 24.5562 | kWh
0.94 | 23.1461 | 24.0861 | kWh
0.94 | 21.6894 | 22.6294 | kWh
0.94 | 19.9358 | 20.8758 | kWh
0.94 | 17.9945 | 18.9345 | kWh
0.94 | 14.4744 | 15.4144 | kWh
0.94 | 10.7976 | 11.7376 | kWh
7.3918 | 8.714 | 16.1057 | kWh
11.8268 | 8.1236 | 19.9504 | kWh
16.2619 | 10.0387 | 26.3005 | kWh
16.2619 | 14.8094 | 31.0713 | kWh
16.2619 | 16.9817 | 33.2435 | kWh
15.5227 | 18.4037 | 33.9264 | kWh
15.5227 | 19.8461 | 35.3688 | kWh
12.566 | 21.6026 | 34.1685 | kWh
11.8268 | 23.2891 | 35.1159 | kWh
15.5227 | 24.9711 | 40.4938 | kWh
19.9577 | 26.3319 | 46.2897 | kWh
19.9577 | 26.81 | 46.7678 | kWh
14.7835 | 26.3352 | 41.1187 | kWh
7.3918 | 23.279 | 30.6708 | kWh
0.94 | 22.4215 | 23.3615 | kWh
0.94 | 22.7541 | 23.6941 | kWh
0.94 | 23.3368 | 24.2768 | kWh
0.94 | 23.6162 | 24.5562 | kWh
0.94 | 23.1461 | 24.0861 | kWh
0.94 | 21.6894 | 22.6294 | kWh
0.94 | 19.9358 | 20.8758 | kWh
0.94 | 17.9945 | 18.9345 | kWh
0.94 | 14.4744 | 15.4144 | kWh
0.94 | 10.7976 | 11.7376 | kWh
7.3918 | 8.714 | 16.1057 | kWh
11.8268 | 8.1236 | 19.9504 | kWh
16.2619 | 10.0387 | 26.3005 | kWh
16.2619 | 14.8094 | 31.0713 | kWh
16.2619 | 16.9817 | 33.2435 | kWh
15.5227 | 18.4037 | 33.9264 | kWh
15.5227 | 19.8461 | 35.3688 | kWh
12.566 | 21.6026 | 34.1685 | kWh
11.8268 | 23.2891 | 35.1159 | kWh
15.5227 | 24.9711 | 40.4938 | kWh
19.9577 | 26.3319 | 46.2897 | kWh
19.9577 | 26.81 | 46.7678 | kWh
14.7835 | 26.3352 | 41.1187 | kWh
7.3918 | 23.279 | 30.6708 | kWh
0.94 | 22.4215 | 23.3615 | kWh
0.94 | 22.7541 | 23.6941 | kWh
0.94 | 23.3368 | 24.2768 | kWh
0.94 | 23.6162 | 24.5562 | kWh
0.94 | 23.1461 | 24.0861 | kWh
0.94 | 21.6894 | 22.6294 | kWh
0.94 | 19.9358 | 20.8758 | kWh
0.94 | 17.9945 | 18.9345 | kWh
0.94 | 14.4744 | 15.4144 | kWh
0.94 | 10.7976 | 11.7376 | kWh
7.3918 | 8.714 | 16.1057 | kWh
11.8268 | 8.1236 | 19.9504 | kWh
16.2619 | 10.0387 | 26.3005 | kWh
16.2619 | 14.8094 | 31.0713 | kWh
16.2619 | 16.9817 | 33.2435 | kWh
15.5227 | 18.4037 | 33.9264 | kWh
15.5227 | 19.8461 | 35.3688 | kWh
12.566 | 21.6026 | 34.1685 | kWh
11.8268 | 23.2891 | 35.1159 | kWh
15.5227 | 24.9711 | 40.4938 | kWh
19.9577 | 26.3319 | 46.2897 | kWh
19.9577 | 26.81 | 46.7678 | kWh
14.7835 | 26.3352 | 41.1187 | kWh
7.3918 | 23.279 | 30.6708 | kWh
0.94 | 22.4215 | 23.3615 | kWh
0.94 | 22.7541 | 23.6941 | kWh
0.94 | 23.3368 | 24.2768 | kWh
0.94 | 23.6162 | 24.5562 | kWh
0.94 | 29.3065 | 30.2465 | kWh
0.94 | 27.2091 | 28.1491 | kWh
0.94 | 24.2707 | 25.2107 | kWh
0.94 | 20.5017 | 21.4417 | kWh
0.94 | 16.5788 | 17.5188 | kWh
0.94 | 13.4014 | 14.3414 | kWh
0.94 | 10.7273 | 11.6673 | kWh
0.94 | 8.227 | 9.167 | kWh
0.94 | 6.2562 | 7.1962 | kWh
0.94 | 5.09 | 6.03 | kWh
0.94 | 5.1245 | 6.0645 | kWh
0.94 | 6.0222 | 6.9622 | kWh
0.94 | 8.2704 | 9.2104 | kWh
0.94 | 11.2802 | 12.2202 | kWh
0.94 | 14.4549 | 15.3949 | kWh
0.94 | 17.7361 | 18.6761 | kWh
0.94 | 21.1991 | 22.1391 | kWh
0.94 | 25.1191 | 26.0591 | kWh
0.94 | 28.8878 | 29.8278 | kWh
0.94 | 31.4065 | 32.3465 | kWh
0.94 | 32.7107 | 33.6507 | kWh
0.94 | 33.1482 | 34.0882 | kWh
0.94 | 32.561 | 33.501 | kWh
0.94 | 31.2065 | 32.1465 | kWh
0.94 | 29.3065 | 30.2465 | kWh
0.94 | 27.2091 | 28.1491 | kWh
0.94 | 24.2707 | 25.2107 | kWh
0.94 | 20.5017 | 21.4417 | kWh
0.94 | 16.5788 | 17.5188 | kWh
0.94 | 13.4014 | 14.3414 | kWh
0.94 | 10.7273 | 11.6673 | kWh
0.94 | 8.227 | 9.167 | kWh
0.94 | 6.2562 | 7.1962 | kWh
0.94 | 5.09 | 6.03 | kWh
0.94 | 5.1245 | 6.0645 | kWh
0.94 | 6.0222 | 6.9622 | kWh
0.94 | 8.2704 | 9.2104 | kWh
0.94 | 11.2802 | 12.2202 | kWh
0.94 | 14.4549 | 15.3949 | kWh
0.94 | 17.7361 | 18.6761 | kWh
0.94 | 21.1991 | 22.1391 | kWh
0.94 | 25.1191 | 26.0591 | kWh
0.94 | 28.8878 | 29.8278 | kWh
0.94 | 31.4065 | 32.3465 | kWh
0.94 | 32.7107 | 33.6507 | kWh
0.94 | 33.1482 | 34.0882 | kWh
0.94 | 32.561 | 33.501 | kWh
0.94 | 31.2065 | 32.1465 | kWh
0.94 | 23.1461 | 24.0861 | kWh
0.94 | 21.6894 | 22.6294 | kWh
0.94 | 19.9358 | 20.8758 | kWh
0.94 | 17.9945 | 18.9345 | kWh
0.94 | 14.4744 | 15.4144 | kWh
0.94 | 10.7976 | 11.7376 | kWh
7.3918 | 8.714 | 16.1057 | kWh
11.8268 | 8.1236 | 19.9504 | kWh
16.2619 | 10.0387 | 26.3005 | kWh
16.2619 | 14.8094 | 31.0713 | kWh
16.2619 | 16.9817 | 33.2435 | kWh
15.5227 | 18.4037 | 33.9264 | kWh
15.5227 | 19.8461 | 35.3688 | kWh
12.566 | 21.6026 | 34.1685 | kWh
11.8268 | 23.2891 | 35.1159 | kWh
15.5227 | 24.9711 | 40.4938 | kWh
19.9577 | 26.3319 | 46.2897 | kWh
19.9577 | 26.81 | 46.7678 | kWh
14.7835 | 26.3352 | 41.1187 | kWh
7.3918 | 23.279 | 30.6708 | kWh
0.94 | 22.4215 | 23.3615 | kWh
0.94 | 22.7541 | 23.6941 | kWh
0.94 | 23.3368 | 24.2768 | kWh
0.94 | 23.6162 | 24.5562 | kWh
0.94 | 23.1461 | 24.0861 | kWh
0.94 | 21.6894 | 22.6294 | kWh
0.94 | 19.9358 | 20.8758 | kWh
0.94 | 17.9945 | 18.9345 | kWh
0.94 | 14.4744 | 15.4144 | kWh
0.94 | 10.7976 | 11.7376 | kWh
7.3918 | 8.714 | 16.1057 | kWh
11.8268 | 8.1236 | 19.9504 | kWh
16.2619 | 10.0387 | 26.3005 | kWh
16.2619 | 14.8094 | 31.0713 | kWh
16.2619 | 16.9817 | 33.2435 | kWh
15.5227 | 18.4037 | 33.9264 | kWh
15.5227 | 19.8461 | 35.3688 | kWh
12.566 | 21.6026 | 34.1685 | kWh
11.8268 | 23.2891 | 35.1159 | kWh
15.5227 | 24.9711 | 40.4938 | kWh
19.9577 | 26.3319 | 46.2897 | kWh
19.9577 | 26.81 | 46.7678 | kWh
14.7835 | 26.3352 | 41.1187 | kWh
7.3918 | 23.279 | 30.6708 | kWh
0.94 | 22.4215 | 23.3615 | kWh
0.94 | 22.7541 | 23.6941 | kWh
0.94 | 23.3368 | 24.2768 | kWh
0.94 | 23.6162 | 24.5562 | kWh
0.94 | 23.1461 | 24.0861 | kWh
0.94 | 21.6894 | 22.6294 | kWh
0.94 | 19.9358 | 20.8758 | kWh
0.94 | 17.9945 | 18.9345 | kWh
0.94 | 14.4744 | 15.4144 | kWh
0.94 | 10.7976 | 11.7376 | kWh
7.3918 | 8.714 | 16.1057 | kWh
11.8268 | 8.1236 | 19.9504 | kWh
16.2619 | 10.0387 | 26.3005 | kWh
16.2619 | 14.8094 | 31.0713 | kWh
16.2619 | 16.9817 | 33.2435 | kWh
15.5227 | 18.4037 | 33.9264 | kWh
15.5227 | 19.8461 | 35.3688 | kWh
12.566 | 21.6026 | 34.1685 | kWh
11.8268 | 23.2891 | 35.1159 | kWh
15.5227 | 24.9711 | 40.4938 | kWh
19.9577 | 26.3319 | 46.2897 | kWh
19.9577 | 26.81 | 46.7678 | kWh
14.7835 | 26.3352 | 41.1187 | kWh
7.3918 | 23.279 | 30.6708 | kWh
0.94 | 22.4215 | 23.3615 | kWh
0.94 | 22.7541 | 23.6941 | kWh
0.94 | 23.3368 | 24.2768 | kWh
0.94 | 23.6162 | 24.5562 | kWh
0.94 | 23.1461 | 24.0861 | kWh
0.94 | 21.6894 | 22.6294 | kWh
0.94 | 19.9358 | 20.8758 | kWh
0.94 | 17.9945 | 18.9345 | kWh
0.94 | 14.4744 | 15.4144 | kWh
0.94 | 10.7976 | 11.7376 | kWh
7.3918 | 8.714 | 16.1057 | kWh
11.8268 | 8.1236 | 19.9504 | kWh
16.2619 | 10.0387 | 26.3005 | kWh
16.2619 | 14.8094 | 31.0713 | kWh
16.2619 | 16.9817 | 33.2435 | kWh
15.5227 | 18.4037 | 33.9264 | kWh
15.5227 | 19.8461 | 35.3688 | kWh
12.566 | 21.6026 | 34.1685 | kWh
11.8268 | 23.2891 | 35.1159 | kWh
15.5227 | 24.9711 | 40.4938 | kWh
19.9577 | 26.3319 | 46.2897 | kWh
19.9577 | 26.81 | 46.7678 | kWh
14.7835 | 26.3352 | 41.1187 | kWh
7.3918 | 23.279 | 30.6708 | kWh
0.94 | 22.4215 | 23.3615 | kWh
0.94 | 22.7541 | 23.6941 | kWh
0.94 | 23.3368 | 24.2768 | kWh
0.94 | 23.6162 | 24.5562 | kWh
0.94 | 23.1461 | 24.0861 | kWh
0.94 | 21.6894 | 22.6294 | kWh
0.94 | 19.9358 | 20.8758 | kWh
0.94 | 17.9945 | 18.9345 | kWh
0.94 | 14.4744 | 15.4144 | kWh
0.94 | 10.7976 | 11.7376 | kWh
7.3918 | 8.714 | 16.1057 | kWh
11.8268 | 8.1236 | 19.9504 | kWh
16.2619 | 10.0387 | 26.3005 | kWh
16.2619 | 14.8094 | 31.0713 | kWh
16.2619 | 16.9817 | 33.2435 | kWh
15.5227 | 18.4037 | 33.9264 | kWh
15.5227 | 19.8461 | 35.3688 | kWh
12.566 | 21.6026 | 34.1685 | kWh
11.8268 | 23.2891 | 35.1159 | kWh
15.5227 | 24.9711 | 40.4938 | kWh
19.9577 | 26.3319 | 46.2897 | kWh
19.9577 | 26.81 | 46.7678 | kWh
14.7835 | 26.3352 | 41.1187 | kWh
7.3918 | 23.279 | 30.6708 | kWh
0.94 | 22.4215 | 23.3615 | kWh
0.94 | 22.7541 | 23.6941 | kWh
0.94 | 23.3368 | 24.2768 | kWh
0.94 | 23.6162 | 24.5562 | kWh
0.94 | 29.3065 | 30.2465 | kWh
0.94 | 27.2091 | 28.1491 | kWh
0.94 | 24.2707 | 25.2107 | kWh
0.94 | 20.5017 | 21.4417 | kWh
0.94 | 16.5788 | 17.5188 | kWh
0.94 | 13.4014 | 14.3414 | kWh
0.94 | 10.7273 | 11.6673 | kWh
0.94 | 8.227 | 9.167 | kWh
0.94 | 6.2562 | 7.1962 | kWh
0.94 | 5.09 | 6.03 | kWh
0.94 | 5.1245 | 6.0645 | kWh
0.94 | 6.0222 | 6.9622 | kWh
0.94 | 8.2704 | 9.2104 | kWh
0.94 | 11.2802 | 12.2202 | kWh
0.94 | 14.4549 | 15.3949 | kWh
0.94 | 17.7361 | 18.6761 | kWh
0.94 | 21.1991 | 22.1391 | kWh
0.94 | 25.1191 | 26.0591 | kWh
0.94 | 28.8878 | 29.8278 | kWh
0.94 | 31.4065 | 32.3465 | kWh
0.94 | 32.7107 | 33.6507 | kWh
0.94 | 33.1482 | 34.0882 | kWh
0.94 | 32.561 | 33.501 | kWh
0.94 | 31.2065 | 32.1465 | kWh
0.94 | 29.3065 | 30.2465 | kWh
0.94 | 27.2091 | 28.1491 | kWh
0.94 | 24.2707 | 25.2107 | kWh
0.94 | 20.5017 | 21.4417 | kWh
0.94 | 16.5788 | 17.5188 | kWh
0.94 | 13.4014 | 14.3414 | kWh
0.94 | 10.7273 | 11.6673 | kWh
0.94 | 8.227 | 9.167 | kWh
0.94 | 6.2562 | 7.1962 | kWh
0.94 | 5.09 | 6.03 | kWh
0.94 | 5.1245 | 6.0645 | kWh
0.94 | 6.0222 | 6.9622 | kWh
0.94 | 8.2704 | 9.2104 | kWh
0.94 | 11.2802 | 12.2202 | kWh
0.94 | 14.4549 | 15.3949 | kWh
0.94 | 17.7361 | 18.6761 | kWh
0.94 | 21.1991 | 22.1391 | kWh
0.94 | 25.1191 | 26.0591 | kWh
0.94 | 28.8878 | 29.8278 | kWh
0.94 | 31.4065 | 32.3465 | kWh
0.94 | 32.7107 | 33.6507 | kWh
0.94 | 33.1482 | 34.0882 | kWh
0.94 | 32.561 | 33.501 | kWh
0.94 | 31.2065 | 32.1465 | kWh
0.94 | 23.1461 | 24.0861 | kWh
0.94 | 21.6894 | 22.6294 | kWh
0.94 | 19.9358 | 20.8758 | kWh
0.94 | 17.9945 | 18.9345 | kWh
0.94 | 14.4744 | 15.4144 | kWh
0.94 | 10.7976 | 11.7376 | kWh
7.3918 | 8.714 | 16.1057 | kWh
11.8268 | 8.1236 | 19.9504 | kWh
16.2619 | 10.0387 | 26.3005 | kWh
16.2619 | 14.8094 | 31.0713 | kWh
16.2619 | 16.9817 | 33.2435 | kWh
15.5227 | 18.4037 | 33.9264 | kWh
15.5227 | 19.8461 | 35.3688 | kWh
12.566 | 21.6026 | 34.1685 | kWh
11.8268 | 23.2891 | 35.1159 | kWh
15.5227 | 24.9711 | 40.4938 | kWh
19.9577 | 26.3319 | 46.2897 | kWh
19.9577 | 26.81 | 46.7678 | kWh
14.7835 | 26.3352 | 41.1187 | kWh
7.3918 | 23.279 | 30.6708 | kWh
0.94 | 22.4215 | 23.3615 | kWh
0.94 | 22.7541 | 23.6941 | kWh
0.94 | 23.3368 | 24.2768 | kWh
0.94 | 23.6162 | 24.5562 | kWh
0.94 | 23.1461 | 24.0861 | kWh
0.94 | 21.6894 | 22.6294 | kWh
0.94 | 19.9358 | 20.8758 | kWh
0.94 | 17.9945 | 18.9345 | kWh
0.94 | 14.4744 | 15.4144 | kWh
0.94 | 10.7976 | 11.7376 | kWh
7.3918 | 8.714 | 16.1057 | kWh
11.8268 | 8.1236 | 19.9504 | kWh
16.2619 | 10.0387 | 26.3005 | kWh
16.2619 | 14.8094 | 31.0713 | kWh
16.2619 | 16.9817 | 33.2435 | kWh
15.5227 | 18.4037 | 33.9264 | kWh
15.5227 | 19.8461 | 35.3688 | kWh
12.566 | 21.6026 | 34.1685 | kWh
11.8268 | 23.2891 | 35.1159 | kWh
15.5227 | 24.9711 | 40.4938 | kWh
19.9577 | 26.3319 | 46.2897 | kWh
19.9577 | 26.81 | 46.7678 | kWh
14.7835 | 26.3352 | 41.1187 | kWh
7.3918 | 23.279 | 30.6708 | kWh
0.94 | 22.4215 | 23.3615 | kWh
0.94 | 22.7541 | 23.6941 | kWh
0.94 | 23.3368 | 24.2768 | kWh
0.94 | 23.6162 | 24.5562 | kWh
0.94 | 23.1461 | 24.0861 | kWh
0.94 | 21.6894 | 22.6294 | kWh
0.94 | 19.9358 | 20.8758 | kWh
0.94 | 17.9945 | 18.9345 | kWh
0.94 | 14.4744 | 15.4144 | kWh
0.94 | 10.7976 | 11.7376 | kWh
7.3918 | 8.714 | 16.1057 | kWh
11.8268 | 8.1236 | 19.9504 | kWh
16.2619 | 10.0387 | 26.3005 | kWh
16.2619 | 14.8094 | 31.0713 | kWh
16.2619 | 16.9817 | 33.2435 | kWh
15.5227 | 18.4037 | 33.9264 | kWh
15.5227 | 19.8461 | 35.3688 | kWh
12.566 | 21.6026 | 34.1685 | kWh
11.8268 | 23.2891 | 35.1159 | kWh
15.5227 | 24.9711 | 40.4938 | kWh
19.9577 | 26.3319 | 46.2897 | kWh
19.9577 | 26.81 | 46.7678 | kWh
14.7835 | 26.3352 | 41.1187 | kWh
7.3918 | 23.279 | 30.6708 | kWh
0.94 | 22.4215 | 23.3615 | kWh
0.94 | 22.7541 | 23.6941 | kWh
0.94 | 23.3368 | 24.2768 | kWh
0.94 | 23.6162 | 24.5562 | kWh
0.94 | 23.1461 | 24.0861 | kWh
0.94 | 21.6894 | 22.6294 | kWh
0.94 | 19.9358 | 20.8758 | kWh
0.94 | 17.9945 | 18.9345 | kWh
0.94 | 14.4744 | 15.4144 | kWh
0.94 | 10.7976 | 11.7376 | kWh
7.3918 | 8.714 | 16.1057 | kWh
11.8268 | 8.1236 | 19.9504 | kWh
16.2619 | 10.0387 | 26.3005 | kWh
16.2619 | 14.8094 | 31.0713 | kWh
16.2619 | 16.9817 | 33.2435 | kWh
15.5227 | 18.4037 | 33.9264 | kWh
15.5227 | 19.8461 | 35.3688 | kWh
12.566 | 21.6026 | 34.1685 | kWh
11.8268 | 23.2891 | 35.1159 | kWh
15.5227 | 24.9711 | 40.4938 | kWh
19.9577 | 26.3319 | 46.2897 | kWh
19.9577 | 26.81 | 46.7678 | kWh
14.7835 | 26.3352 | 41.1187 | kWh
7.3918 | 23.279 | 30.6708 | kWh
0.94 | 22.4215 | 23.3615 | kWh
0.94 | 22.7541 | 23.6941 | kWh
0.94 | 23.3368 | 24.2768 | kWh
0.94 | 23.6162 | 24.5562 | kWh
0.94 | 23.1461 | 24.0861 | kWh
0.94 | 21.6894 | 22.6294 | kWh
0.94 | 19.9358 | 20.8758 | kWh
0.94 | 17.9945 | 18.9345 | kWh
0.94 | 14.4744 | 15.4144 | kWh
0.94 | 10.7976 | 11.7376 | kWh
7.3918 | 8.714 | 16.1057 | kWh
11.8268 | 8.1236 | 19.9504 | kWh
16.2619 | 10.0387 | 26.3005 | kWh
16.2619 | 14.8094 | 31.0713 | kWh
16.2619 | 16.9817 | 33.2435 | kWh
15.5227 | 18.4037 | 33.9264 | kWh
15.5227 | 19.8461 | 35.3688 | kWh
12.566 | 21.6026 | 34.1685 | kWh
11.8268 | 23.2891 | 35.1159 | kWh
15.5227 | 24.9711 | 40.4938 | kWh
19.9577 | 26.3319 | 46.2897 | kWh
19.9577 | 26.81 | 46.7678 | kWh
14.7835 | 26.3352 | 41.1187 | kWh
7.3918 | 23.279 | 30.6708 | kWh
0.94 | 22.4215 | 23.3615 | kWh
0.94 | 22.7541 | 23.6941 | kWh
0.94 | 23.3368 | 24.2768 | kWh
0.94 | 23.6162 | 24.5562 | kWh
0.94 | 29.3065 | 30.2465 | kWh
0.94 | 27.2091 | 28.1491 | kWh
0.94 | 24.2707 | 25.2107 | kWh
0.94 | 20.5017 | 21.4417 | kWh
0.94 | 16.5788 | 17.5188 | kWh
0.94 | 13.4014 | 14.3414 | kWh
0.94 | 10.7273 | 11.6673 | kWh
0.94 | 8.227 | 9.167 | kWh
0.94 | 6.2562 | 7.1962 | kWh
0.94 | 5.09 | 6.03 | kWh
0.94 | 5.1245 | 6.0645 | kWh
0.94 | 6.0222 | 6.9622 | kWh
0.94 | 8.2704 | 9.2104 | kWh
0.94 | 11.2802 | 12.2202 | kWh
0.94 | 14.4549 | 15.3949 | kWh
0.94 | 17.7361 | 18.6761 | kWh
0.94 | 21.1991 | 22.1391 | kWh
0.94 | 25.1191 | 26.0591 | kWh
0.94 | 28.8878 | 29.8278 | kWh
0.94 | 31.4065 | 32.3465 | kWh
0.94 | 32.7107 | 33.6507 | kWh
0.94 | 33.1482 | 34.0882 | kWh
0.94 | 32.561 | 33.501 | kWh
0.94 | 31.2065 | 32.1465 | kWh
0.94 | 29.3065 | 30.2465 | kWh
0.94 | 27.2091 | 28.1491 | kWh
0.94 | 24.2707 | 25.2107 | kWh
0.94 | 20.5017 | 21.4417 | kWh
0.94 | 16.5788 | 17.5188 | kWh
0.94 | 13.4014 | 14.3414 | kWh
0.94 | 10.7273 | 11.6673 | kWh
0.94 | 8.227 | 9.167 | kWh
0.94 | 6.2562 | 7.1962 | kWh
0.94 | 5.09 | 6.03 | kWh
0.94 | 5.1245 | 6.0645 | kWh
0.94 | 6.0222 | 6.9622 | kWh
0.94 | 8.2704 | 9.2104 | kWh
0.94 | 11.2802 | 12.2202 | kWh
0.94 | 14.4549 | 15.3949 | kWh
0.94 | 17.7361 | 18.6761 | kWh
0.94 | 21.1991 | 22.1391 | kWh
0.94 | 25.1191 | 26.0591 | kWh
0.94 | 28.8878 | 29.8278 | kWh
0.94 | 31.4065 | 32.3465 | kWh
0.94 | 32.7107 | 33.6507 | kWh
0.94 | 33.1482 | 34.0882 | kWh
0.94 | 32.561 | 33.501 | kWh
0.94 | 31.2065 | 32.1465 | kWh
0.94 | 23.1461 | 24.0861 | kWh
0.94 | 21.6894 | 22.6294 | kWh
0.94 | 19.9358 | 20.8758 | kWh
0.94 | 17.9945 | 18.9345 | kWh
0.94 | 14.4744 | 15.4144 | kWh
0.94 | 10.7976 | 11.7376 | kWh
7.3918 | 8.714 | 16.1057 | kWh
11.8268 | 8.1236 | 19.9504 | kWh
16.2619 | 10.0387 | 26.3005 | kWh
16.2619 | 14.8094 | 31.0713 | kWh
16.2619 | 16.9817 | 33.2435 | kWh
15.5227 | 18.4037 | 33.9264 | kWh
15.5227 | 19.8461 | 35.3688 | kWh
12.566 | 21.6026 | 34.1685 | kWh
11.8268 | 23.2891 | 35.1159 | kWh
15.5227 | 24.9711 | 40.4938 | kWh
19.9577 | 26.3319 | 46.2897 | kWh
19.9577 | 26.81 | 46.7678 | kWh
14.7835 | 26.3352 | 41.1187 | kWh
7.3918 | 23.279 | 30.6708 | kWh
0.94 | 22.4215 | 23.3615 | kWh
0.94 | 22.7541 | 23.6941 | kWh
0.94 | 23.3368 | 24.2768 | kWh
0.94 | 23.6162 | 24.5562 | kWh
0.94 | 23.1461 | 24.0861 | kWh
0.94 | 21.6894 | 22.6294 | kWh
0.94 | 19.9358 | 20.8758 | kWh
0.94 | 17.9945 | 18.9345 | kWh
0.94 | 14.4744 | 15.4144 | kWh
0.94 | 10.7976 | 11.7376 | kWh
7.3918 | 8.714 | 16.1057 | kWh
11.8268 | 8.1236 | 19.9504 | kWh
16.2619 | 10.0387 | 26.3005 | kWh
16.2619 | 14.8094 | 31.0713 | kWh
16.2619 | 16.9817 | 33.2435 | kWh
15.5227 | 18.4037 | 33.9264 | kWh
15.5227 | 19.8461 | 35.3688 | kWh
12.566 | 21.6026 | 34.1685 | kWh
11.8268 | 23.2891 | 35.1159 | kWh
15.5227 | 24.9711 | 40.4938 | kWh
19.9577 | 26.3319 | 46.2897 | kWh
19.9577 | 26.81 | 46.7678 | kWh
14.7835 | 26.3352 | 41.1187 | kWh
7.3918 | 23.279 | 30.6708 | kWh
0.94 | 22.4215 | 23.3615 | kWh
0.94 | 22.7541 | 23.6941 | kWh
0.94 | 23.3368 | 24.2768 | kWh
0.94 | 23.6162 | 24.5562 | kWh
0.94 | 23.1461 | 24.0861 | kWh
0.94 | 21.6894 | 22.6294 | kWh
0.94 | 19.9358 | 20.8758 | kWh
0.94 | 17.9945 | 18.9345 | kWh
0.94 | 14.4744 | 15.4144 | kWh
0.94 | 10.7976 | 11.7376 | kWh
7.3918 | 8.714 | 16.1057 | kWh
11.8268 | 8.1236 | 19.9504 | kWh
16.2619 | 10.0387 | 26.3005 | kWh
16.2619 | 14.8094 | 31.0713 | kWh
16.2619 | 16.9817 | 33.2435 | kWh
15.5227 | 18.4037 | 33.9264 | kWh
15.5227 | 19.8461 | 35.3688 | kWh
12.566 | 21.6026 | 34.1685 | kWh
11.8268 | 23.2891 | 35.1159 | kWh
15.5227 | 24.9711 | 40.4938 | kWh
19.9577 | 26.3319 | 46.2897 | kWh
19.9577 | 26.81 | 46.7678 | kWh
14.7835 | 26.3352 | 41.1187 | kWh
7.3918 | 23.279 | 30.6708 | kWh
0.94 | 22.4215 | 23.3615 | kWh
0.94 | 22.7541 | 23.6941 | kWh
0.94 | 23.3368 | 24.2768 | kWh
0.94 | 23.6162 | 24.5562 | kWh
0.94 | 23.1461 | 24.0861 | kWh
0.94 | 21.6894 | 22.6294 | kWh
0.94 | 19.9358 | 20.8758 | kWh
0.94 | 17.9945 | 18.9345 | kWh
0.94 | 14.4744 | 15.4144 | kWh
0.94 | 10.7976 | 11.7376 | kWh
7.3918 | 8.714 | 16.1057 | kWh
11.8268 | 8.1236 | 19.9504 | kWh
16.2619 | 10.0387 | 26.3005 | kWh
16.2619 | 14.8094 | 31.0713 | kWh
16.2619 | 16.9817 | 33.2435 | kWh
15.5227 | 18.4037 | 33.9264 | kWh
15.5227 | 19.8461 | 35.3688 | kWh
12.566 | 21.6026 | 34.1685 | kWh
11.8268 | 23.2891 | 35.1159 | kWh
15.5227 | 24.9711 | 40.4938 | kWh
19.9577 | 26.3319 | 46.2897 | kWh
19.9577 | 26.81 | 46.7678 | kWh
14.7835 | 26.3352 | 41.1187 | kWh
7.3918 | 23.279 | 30.6708 | kWh
0.94 | 22.4215 | 23.3615 | kWh
0.94 | 22.7541 | 23.6941 | kWh
0.94 | 23.3368 | 24.2768 | kWh
0.94 | 23.6162 | 24.5562 | kWh
0.94 | 23.1461 | 24.0861 | kWh
0.94 | 21.6894 | 22.6294 | kWh
0.94 | 19.9358 | 20.8758 | kWh
0.94 | 17.9945 | 18.9345 | kWh
0.94 | 14.4744 | 15.4144 | kWh
0.94 | 10.7976 | 11.7376 | kWh
7.3918 | 8.714 | 16.1057 | kWh
11.8268 | 8.1236 | 19.9504 | kWh
16.2619 | 10.0387 | 26.3005 | kWh
16.2619 | 14.8094 | 31.0713 | kWh
16.2619 | 16.9817 | 33.2435 | kWh
15.5227 | 18.4037 | 33.9264 | kWh
15.5227 | 19.8461 | 35.3688 | kWh
12.566 | 21.6026 | 34.1685 | kWh
11.8268 | 23.2891 | 35.1159 | kWh
15.5227 | 24.9711 | 40.4938 | kWh
19.9577 | 26.3319 | 46.2897 | kWh
19.9577 | 26.81 | 46.7678 | kWh
14.7835 | 26.3352 | 41.1187 | kWh
7.3918 | 23.279 | 30.6708 | kWh
0.94 | 22.4215 | 23.3615 | kWh
0.94 | 22.7541 | 23.6941 | kWh
0.94 | 23.3368 | 24.2768 | kWh
0.94 | 23.6162 | 24.5562 | kWh
0.94 | 29.3065 | 30.2465 | kWh
0.94 | 27.2091 | 28.1491 | kWh
0.94 | 24.2707 | 25.2107 | kWh
0.94 | 20.5017 | 21.4417 | kWh
0.94 | 16.5788 | 17.5188 | kWh
0.94 | 13.4014 | 14.3414 | kWh
0.94 | 10.7273 | 11.6673 | kWh
0.94 | 8.227 | 9.167 | kWh
0.94 | 6.2562 | 7.1962 | kWh
0.94 | 5.09 | 6.03 | kWh
0.94 | 5.1245 | 6.0645 | kWh
0.94 | 6.0222 | 6.9622 | kWh
0.94 | 8.2704 | 9.2104 | kWh
0.94 | 11.2802 | 12.2202 | kWh
0.94 | 14.4549 | 15.3949 | kWh
0.94 | 17.7361 | 18.6761 | kWh
0.94 | 21.1991 | 22.1391 | kWh
0.94 | 25.1191 | 26.0591 | kWh
0.94 | 28.8878 | 29.8278 | kWh
0.94 | 31.4065 | 32.3465 | kWh
0.94 | 32.7107 | 33.6507 | kWh
0.94 | 33.1482 | 34.0882 | kWh
0.94 | 32.561 | 33.501 | kWh
0.94 | 31.2065 | 32.1465 | kWh
0.94 | 29.3065 | 30.2465 | kWh
0.94 | 27.2091 | 28.1491 | kWh
0.94 | 24.2707 | 25.2107 | kWh
0.94 | 20.5017 | 21.4417 | kWh
0.94 | 16.5788 | 17.5188 | kWh
0.94 | 13.4014 | 14.3414 | kWh
0.94 | 10.7273 | 11.6673 | kWh
0.94 | 8.227 | 9.167 | kWh
0.94 | 6.2562 | 7.1962 | kWh
0.94 | 5.09 | 6.03 | kWh
0.94 | 5.1245 | 6.0645 | kWh
0.94 | 6.0222 | 6.9622 | kWh
0.94 | 8.2704 | 9.2104 | kWh
0.94 | 11.2802 | 12.2202 | kWh
0.94 | 14.4549 | 15.3949 | kWh
0.94 | 17.7361 | 18.6761 | kWh
0.94 | 21.1991 | 22.1391 | kWh
0.94 | 25.1191 | 26.0591 | kWh
0.94 | 28.8878 | 29.8278 | kWh
0.94 | 31.4065 | 32.3465 | kWh
0.94 | 32.7107 | 33.6507 | kWh
0.94 | 33.1482 | 34.0882 | kWh
0.94 | 32.561 | 33.501 | kWh
0.94 | 31.2065 | 32.1465 | kWh
0.94 | 23.1461 | 24.0861 | kWh
0.94 | 21.6894 | 22.6294 | kWh
0.94 | 19.9358 | 20.8758 | kWh
0.94 | 17.9945 | 18.9345 | kWh
0.94 | 14.4744 | 15.4144 | kWh
0.94 | 10.7976 | 11.7376 | kWh
7.3918 | 8.714 | 16.1057 | kWh
11.8268 | 8.1236 | 19.9504 | kWh
16.2619 | 10.0387 | 26.3005 | kWh
16.2619 | 14.8094 | 31.0713 | kWh
16.2619 | 16.9817 | 33.2435 | kWh
15.5227 | 18.4037 | 33.9264 | kWh
15.5227 | 19.8461 | 35.3688 | kWh
12.566 | 21.6026 | 34.1685 | kWh
11.8268 | 23.2891 | 35.1159 | kWh
15.5227 | 24.9711 | 40.4938 | kWh
19.9577 | 26.3319 | 46.2897 | kWh
19.9577 | 26.81 | 46.7678 | kWh
14.7835 | 26.3352 | 41.1187 | kWh
7.3918 | 23.279 | 30.6708 | kWh
0.94 | 22.4215 | 23.3615 | kWh
0.94 | 22.7541 | 23.6941 | kWh
0.94 | 23.3368 | 24.2768 | kWh
0.94 | 23.6162 | 24.5562 | kWh
0.94 | 23.1461 | 24.0861 | kWh
0.94 | 21.6894 | 22.6294 | kWh
0.94 | 19.9358 | 20.8758 | kWh
0.94 | 17.9945 | 18.9345 | kWh
0.94 | 14.4744 | 15.4144 | kWh
0.94 | 10.7976 | 11.7376 | kWh
7.3918 | 8.714 | 16.1057 | kWh
11.8268 | 8.1236 | 19.9504 | kWh
16.2619 | 10.0387 | 26.3005 | kWh
16.2619 | 14.8094 | 31.0713 | kWh
16.2619 | 16.9817 | 33.2435 | kWh
15.5227 | 18.4037 | 33.9264 | kWh
15.5227 | 19.8461 | 35.3688 | kWh
12.566 | 21.6026 | 34.1685 | kWh
11.8268 | 23.2891 | 35.1159 | kWh
15.5227 | 24.9711 | 40.4938 | kWh
19.9577 | 26.3319 | 46.2897 | kWh
19.9577 | 26.81 | 46.7678 | kWh
14.7835 | 26.3352 | 41.1187 | kWh
7.3918 | 23.279 | 30.6708 | kWh
0.94 | 22.4215 | 23.3615 | kWh
0.94 | 22.7541 | 23.6941 | kWh
0.94 | 23.3368 | 24.2768 | kWh
0.94 | 23.6162 | 24.5562 | kWh
0.94 | 23.1461 | 24.0861 | kWh
0.94 | 21.6894 | 22.6294 | kWh
0.94 | 19.9358 | 20.8758 | kWh
0.94 | 17.9945 | 18.9345 | kWh
0.94 | 14.4744 | 15.4144 | kWh
0.94 | 10.7976 | 11.7376 | kWh
7.3918 | 8.714 | 16.1057 | kWh
11.8268 | 8.1236 | 19.9504 | kWh
16.2619 | 10.0387 | 26.3005 | kWh
16.2619 | 14.8094 | 31.0713 | kWh
16.2619 | 16.9817 | 33.2435 | kWh
15.5227 | 18.4037 | 33.9264 | kWh
15.5227 | 19.8461 | 35.3688 | kWh
12.566 | 21.6026 | 34.1685 | kWh
11.8268 | 23.2891 | 35.1159 | kWh
15.5227 | 24.9711 | 40.4938 | kWh
19.9577 | 26.3319 | 46.2897 | kWh
19.9577 | 26.81 | 46.7678 | kWh
14.7835 | 26.3352 | 41.1187 | kWh
7.3918 | 23.279 | 30.6708 | kWh
0.94 | 22.4215 | 23.3615 | kWh
0.94 | 22.7541 | 23.6941 | kWh
0.94 | 23.3368 | 24.2768 | kWh
0.94 | 23.6162 | 24.5562 | kWh
0.94 | 23.1461 | 24.0861 | kWh
0.94 | 21.6894 | 22.6294 | kWh
0.94 | 19.9358 | 20.8758 | kWh
0.94 | 17.9945 | 18.9345 | kWh
0.94 | 14.4744 | 15.4144 | kWh
0.94 | 10.7976 | 11.7376 | kWh
7.3918 | 8.714 | 16.1057 | kWh
11.8268 | 8.1236 | 19.9504 | kWh
16.2619 | 10.0387 | 26.3005 | kWh
16.2619 | 14.8094 | 31.0713 | kWh
16.2619 | 16.9817 | 33.2435 | kWh
15.5227 | 18.4037 | 33.9264 | kWh
15.5227 | 19.8461 | 35.3688 | kWh
12.566 | 21.6026 | 34.1685 | kWh
11.8268 | 23.2891 | 35.1159 | kWh
15.5227 | 24.9711 | 40.4938 | kWh
19.9577 | 26.3319 | 46.2897 | kWh
19.9577 | 26.81 | 46.7678 | kWh
14.7835 | 26.3352 | 41.1187 | kWh
7.3918 | 23.279 | 30.6708 | kWh
0.94 | 22.4215 | 23.3615 | kWh
0.94 | 22.7541 | 23.6941 | kWh
0.94 | 23.3368 | 24.2768 | kWh
0.94 | 23.6162 | 24.5562 | kWh
0.94 | 23.1461 | 24.0861 | kWh
0.94 | 21.6894 | 22.6294 | kWh
0.94 | 19.9358 | 20.8758 | kWh
0.94 | 17.9945 | 18.9345 | kWh
0.94 | 14.4744 | 15.4144 | kWh
0.94 | 10.7976 | 11.7376 | kWh
7.3918 | 8.714 | 16.1057 | kWh
11.8268 | 8.1236 | 19.9504 | kWh
16.2619 | 10.0387 | 26.3005 | kWh
16.2619 | 14.8094 | 31.0713 | kWh
16.2619 | 16.9817 | 33.2435 | kWh
15.5227 | 18.4037 | 33.9264 | kWh
15.5227 | 19.8461 | 35.3688 | kWh
12.566 | 21.6026 | 34.1685 | kWh
11.8268 | 23.2891 | 35.1159 | kWh
15.5227 | 24.9711 | 40.4938 | kWh
19.9577 | 26.3319 | 46.2897 | kWh
19.9577 | 26.81 | 46.7678 | kWh
14.7835 | 26.3352 | 41.1187 | kWh
7.3918 | 23.279 | 30.6708 | kWh
0.94 | 22.4215 | 23.3615 | kWh
0.94 | 22.7541 | 23.6941 | kWh
0.94 | 23.3368 | 24.2768 | kWh
0.94 | 23.6162 | 24.5562 | kWh
0.94 | 29.3065 | 30.2465 | kWh
0.94 | 27.2091 | 28.1491 | kWh
0.94 | 24.2707 | 25.2107 | kWh
0.94 | 20.5017 | 21.4417 | kWh
0.94 | 16.5788 | 17.5188 | kWh
0.94 | 13.4014 | 14.3414 | kWh
0.94 | 10.7273 | 11.6673 | kWh
0.94 | 8.227 | 9.167 | kWh
0.94 | 6.2562 | 7.1962 | kWh
0.94 | 5.09 | 6.03 | kWh
0.94 | 5.1245 | 6.0645 | kWh
0.94 | 6.0222 | 6.9622 | kWh
0.94 | 8.2704 | 9.2104 | kWh
0.94 | 11.2802 | 12.2202 | kWh
0.94 | 14.4549 | 15.3949 | kWh
0.94 | 17.7361 | 18.6761 | kWh
0.94 | 21.1991 | 22.1391 | kWh
0.94 | 25.1191 | 26.0591 | kWh
0.94 | 28.8878 | 29.8278 | kWh
0.94 | 31.4065 | 32.3465 | kWh
0.94 | 32.7107 | 33.6507 | kWh
0.94 | 33.1482 | 34.0882 | kWh
0.94 | 32.561 | 33.501 | kWh
0.94 | 31.2065 | 32.1465 | kWh
0.94 | 29.3065 | 30.2465 | kWh
0.94 | 27.2091 | 28.1491 | kWh
0.94 | 24.2707 | 25.2107 | kWh
0.94 | 20.5017 | 21.4417 | kWh
0.94 | 16.5788 | 17.5188 | kWh
0.94 | 13.4014 | 14.3414 | kWh
0.94 | 10.7273 | 11.6673 | kWh
0.94 | 8.227 | 9.167 | kWh
0.94 | 6.2562 | 7.1962 | kWh
0.94 | 5.09 | 6.03 | kWh
0.94 | 5.1245 | 6.0645 | kWh
0.94 | 6.0222 | 6.9622 | kWh
0.94 | 8.2704 | 9.2104 | kWh
0.94 | 11.2802 | 12.2202 | kWh
0.94 | 14.4549 | 15.3949 | kWh
0.94 | 17.7361 | 18.6761 | kWh
0.94 | 21.1991 | 22.1391 | kWh
0.94 | 25.1191 | 26.0591 | kWh
0.94 | 28.8878 | 29.8278 | kWh
0.94 | 31.4065 | 32.3465 | kWh
0.94 | 32.7107 | 33.6507 | kWh
0.94 | 33.1482 | 34.0882 | kWh
0.94 | 32.561 | 33.501 | kWh
0.94 | 31.2065 | 32.1465 | kWh
0.94 | 23.1461 | 24.0861 | kWh
0.94 | 21.6894 | 22.6294 | kWh
0.94 | 19.9358 | 20.8758 | kWh
0.94 | 17.9945 | 18.9345 | kWh
0.94 | 14.4744 | 15.4144 | kWh
0.94 | 10.7976 | 11.7376 | kWh
7.3918 | 8.714 | 16.1057 | kWh
11.8268 | 8.1236 | 19.9504 | kWh
16.2619 | 10.0387 | 26.3005 | kWh
16.2619 | 14.8094 | 31.0713 | kWh
16.2619 | 16.9817 | 33.2435 | kWh
15.5227 | 18.4037 | 33.9264 | kWh
15.5227 | 19.8461 | 35.3688 | kWh
12.566 | 21.6026 | 34.1685 | kWh
11.8268 | 23.2891 | 35.1159 | kWh
15.5227 | 24.9711 | 40.4938 | kWh
19.9577 | 26.3319 | 46.2897 | kWh
19.9577 | 26.81 | 46.7678 | kWh
14.7835 | 26.3352 | 41.1187 | kWh
7.3918 | 23.279 | 30.6708 | kWh
0.94 | 22.4215 | 23.3615 | kWh
0.94 | 22.7541 | 23.6941 | kWh
0.94 | 23.3368 | 24.2768 | kWh
0.94 | 23.6162 | 24.5562 | kWh
0.94 | 23.1461 | 24.0861 | kWh
0.94 | 21.6894 | 22.6294 | kWh
0.94 | 19.9358 | 20.8758 | kWh
0.94 | 17.9945 | 18.9345 | kWh
0.94 | 14.4744 | 15.4144 | kWh
0.94 | 10.7976 | 11.7376 | kWh
7.3918 | 8.714 | 16.1057 | kWh
11.8268 | 8.1236 | 19.9504 | kWh
16.2619 | 10.0387 | 26.3005 | kWh
16.2619 | 14.8094 | 31.0713 | kWh
16.2619 | 16.9817 | 33.2435 | kWh
15.5227 | 18.4037 | 33.9264 | kWh
15.5227 | 19.8461 | 35.3688 | kWh
12.566 | 21.6026 | 34.1685 | kWh
11.8268 | 23.2891 | 35.1159 | kWh
15.5227 | 24.9711 | 40.4938 | kWh
19.9577 | 26.3319 | 46.2897 | kWh
19.9577 | 26.81 | 46.7678 | kWh
14.7835 | 26.3352 | 41.1187 | kWh
7.3918 | 23.279 | 30.6708 | kWh
0.94 | 22.4215 | 23.3615 | kWh
0.94 | 22.7541 | 23.6941 | kWh
0.94 | 23.3368 | 24.2768 | kWh
0.94 | 23.6162 | 24.5562 | kWh
0.94 | 23.1461 | 24.0861 | kWh
0.94 | 21.6894 | 22.6294 | kWh
0.94 | 19.9358 | 20.8758 | kWh
0.94 | 17.9945 | 18.9345 | kWh
0.94 | 14.4744 | 15.4144 | kWh
0.94 | 10.7976 | 11.7376 | kWh
7.3918 | 8.714 | 16.1057 | kWh
11.8268 | 8.1236 | 19.9504 | kWh
16.2619 | 10.0387 | 26.3005 | kWh
16.2619 | 14.8094 | 31.0713 | kWh
16.2619 | 16.9817 | 33.2435 | kWh
15.5227 | 18.4037 | 33.9264 | kWh
15.5227 | 19.8461 | 35.3688 | kWh
12.566 | 21.6026 | 34.1685 | kWh
11.8268 | 23.2891 | 35.1159 | kWh
15.5227 | 24.9711 | 40.4938 | kWh
19.9577 | 26.3319 | 46.2897 | kWh
19.9577 | 26.81 | 46.7678 | kWh
14.7835 | 26.3352 | 41.1187 | kWh
7.3918 | 23.279 | 30.6708 | kWh
0.94 | 22.4215 | 23.3615 | kWh
0.94 | 22.7541 | 23.6941 | kWh
0.94 | 23.3368 | 24.2768 | kWh
0.94 | 23.6162 | 24.5562 | kWh
0.94 | 23.1461 | 24.0861 | kWh
0.94 | 21.6894 | 22.6294 | kWh
0.94 | 19.9358 | 20.8758 | kWh
0.94 | 17.9945 | 18.9345 | kWh
0.94 | 14.4744 | 15.4144 | kWh
0.94 | 10.7976 | 11.7376 | kWh
7.3918 | 8.714 | 16.1057 | kWh
11.8268 | 8.1236 | 19.9504 | kWh
16.2619 | 10.0387 | 26.3005 | kWh
16.2619 | 14.8094 | 31.0713 | kWh
16.2619 | 16.9817 | 33.2435 | kWh
15.5227 | 18.4037 | 33.9264 | kWh
15.5227 | 19.8461 | 35.3688 | kWh
12.566 | 21.6026 | 34.1685 | kWh
11.8268 | 23.2891 | 35.1159 | kWh
15.5227 | 24.9711 | 40.4938 | kWh
19.9577 | 26.3319 | 46.2897 | kWh
19.9577 | 26.81 | 46.7678 | kWh
14.7835 | 26.3352 | 41.1187 | kWh
7.3918 | 23.279 | 30.6708 | kWh
0.94 | 22.4215 | 23.3615 | kWh
0.94 | 22.7541 | 23.6941 | kWh
0.94 | 23.3368 | 24.2768 | kWh
0.94 | 23.6162 | 24.5562 | kWh
0.94 | 23.1461 | 24.0861 | kWh
0.94 | 21.6894 | 22.6294 | kWh
0.94 | 19.9358 | 20.8758 | kWh
0.94 | 17.9945 | 18.9345 | kWh
0.94 | 14.4744 | 15.4144 | kWh
0.94 | 10.7976 | 11.7376 | kWh
7.3918 | 8.714 | 16.1057 | kWh
11.8268 | 8.1236 | 19.9504 | kWh
16.2619 | 10.0387 | 26.3005 | kWh
16.2619 | 14.8094 | 31.0713 | kWh
16.2619 | 16.9817 | 33.2435 | kWh
15.5227 | 18.4037 | 33.9264 | kWh
15.5227 | 19.8461 | 35.3688 | kWh
12.566 | 21.6026 | 34.1685 | kWh
11.8268 | 23.2891 | 35.1159 | kWh
15.5227 | 24.9711 | 40.4938 | kWh
19.9577 | 26.3319 | 46.2897 | kWh
19.9577 | 26.81 | 46.7678 | kWh
14.7835 | 26.3352 | 41.1187 | kWh
7.3918 | 23.279 | 30.6708 | kWh
0.94 | 22.4215 | 23.3615 | kWh
0.94 | 22.7541 | 23.6941 | kWh
0.94 | 23.3368 | 24.2768 | kWh
0.94 | 23.6162 | 24.5562 | kWh
0.94 | 29.3065 | 30.2465 | kWh
0.94 | 27.2091 | 28.1491 | kWh
0.94 | 24.2707 | 25.2107 | kWh
0.94 | 20.5017 | 21.4417 | kWh
0.94 | 16.5788 | 17.5188 | kWh
0.94 | 13.4014 | 14.3414 | kWh
0.94 | 10.7273 | 11.6673 | kWh
0.94 | 8.227 | 9.167 | kWh
0.94 | 6.2562 | 7.1962 | kWh
0.94 | 5.09 | 6.03 | kWh
0.94 | 5.1245 | 6.0645 | kWh
0.94 | 6.0222 | 6.9622 | kWh
0.94 | 8.2704 | 9.2104 | kWh
0.94 | 11.2802 | 12.2202 | kWh
0.94 | 14.4549 | 15.3949 | kWh
0.94 | 17.7361 | 18.6761 | kWh
0.94 | 21.1991 | 22.1391 | kWh
0.94 | 25.1191 | 26.0591 | kWh
0.94 | 28.8878 | 29.8278 | kWh
0.94 | 31.4065 | 32.3465 | kWh
0.94 | 32.7107 | 33.6507 | kWh
0.94 | 33.1482 | 34.0882 | kWh
0.94 | 32.561 | 33.501 | kWh
0.94 | 31.2065 | 32.1465 | kWh
0.94 | 29.3065 | 30.2465 | kWh
0.94 | 27.2091 | 28.1491 | kWh
0.94 | 24.2707 | 25.2107 | kWh
0.94 | 20.5017 | 21.4417 | kWh
0.94 | 16.5788 | 17.5188 | kWh
0.94 | 13.4014 | 14.3414 | kWh
0.94 | 10.7273 | 11.6673 | kWh
0.94 | 8.227 | 9.167 | kWh
0.94 | 6.2562 | 7.1962 | kWh
0.94 | 5.09 | 6.03 | kWh
0.94 | 5.1245 | 6.0645 | kWh
0.94 | 6.0222 | 6.9622 | kWh
0.94 | 8.2704 | 9.2104 | kWh
0.94 | 11.2802 | 12.2202 | kWh
0.94 | 14.4549 | 15.3949 | kWh
0.94 | 17.7361 | 18.6761 | kWh
0.94 | 21.1991 | 22.1391 | kWh
0.94 | 25.1191 | 26.0591 | kWh
0.94 | 28.8878 | 29.8278 | kWh
0.94 | 31.4065 | 32.3465 | kWh
0.94 | 32.7107 | 33.6507 | kWh
0.94 | 33.1482 | 34.0882 | kWh
0.94 | 32.561 | 33.501 | kWh
0.94 | 31.2065 | 32.1465 | kWh
0.94 | 23.1461 | 24.0861 | kWh
0.94 | 21.6894 | 22.6294 | kWh
0.94 | 19.9358 | 20.8758 | kWh
0.94 | 17.9945 | 18.9345 | kWh
0.94 | 14.4744 | 15.4144 | kWh
0.94 | 10.7976 | 11.7376 | kWh
7.3918 | 8.714 | 16.1057 | kWh
11.8268 | 8.1236 | 19.9504 | kWh
16.2619 | 10.0387 | 26.3005 | kWh
16.2619 | 14.8094 | 31.0713 | kWh
16.2619 | 16.9817 | 33.2435 | kWh
15.5227 | 18.4037 | 33.9264 | kWh
15.5227 | 19.8461 | 35.3688 | kWh
12.566 | 21.6026 | 34.1685 | kWh
11.8268 | 23.2891 | 35.1159 | kWh
15.5227 | 24.9711 | 40.4938 | kWh
19.9577 | 26.3319 | 46.2897 | kWh
19.9577 | 26.81 | 46.7678 | kWh
14.7835 | 26.3352 | 41.1187 | kWh
7.3918 | 23.279 | 30.6708 | kWh
0.94 | 22.4215 | 23.3615 | kWh
0.94 | 22.7541 | 23.6941 | kWh
0.94 | 23.3368 | 24.2768 | kWh
0.94 | 23.6162 | 24.5562 | kWh
0.94 | 23.1461 | 24.0861 | kWh
0.94 | 21.6894 | 22.6294 | kWh
0.94 | 19.9358 | 20.8758 | kWh
0.94 | 17.9945 | 18.9345 | kWh
0.94 | 14.4744 | 15.4144 | kWh
0.94 | 10.7976 | 11.7376 | kWh
7.3918 | 8.714 | 16.1057 | kWh
11.8268 | 8.1236 | 19.9504 | kWh
16.2619 | 10.0387 | 26.3005 | kWh
16.2619 | 14.8094 | 31.0713 | kWh
16.2619 | 16.9817 | 33.2435 | kWh
15.5227 | 18.4037 | 33.9264 | kWh
15.5227 | 19.8461 | 35.3688 | kWh
12.566 | 21.6026 | 34.1685 | kWh
11.8268 | 23.2891 | 35.1159 | kWh
15.5227 | 24.9711 | 40.4938 | kWh
19.9577 | 26.3319 | 46.2897 | kWh
19.9577 | 26.81 | 46.7678 | kWh
14.7835 | 26.3352 | 41.1187 | kWh
7.3918 | 23.279 | 30.6708 | kWh
0.94 | 22.4215 | 23.3615 | kWh
0.94 | 22.7541 | 23.6941 | kWh
0.94 | 23.3368 | 24.2768 | kWh
0.94 | 23.6162 | 24.5562 | kWh
0.94 | 23.1461 | 24.0861 | kWh
0.94 | 21.6894 | 22.6294 | kWh
0.94 | 19.9358 | 20.8758 | kWh
0.94 | 17.9945 | 18.9345 | kWh
0.94 | 14.4744 | 15.4144 | kWh
0.94 | 10.7976 | 11.7376 | kWh
7.3918 | 8.714 | 16.1057 | kWh
11.8268 | 8.1236 | 19.9504 | kWh
16.2619 | 10.0387 | 26.3005 | kWh
16.2619 | 14.8094 | 31.0713 | kWh
16.2619 | 16.9817 | 33.2435 | kWh
15.5227 | 18.4037 | 33.9264 | kWh
15.5227 | 19.8461 | 35.3688 | kWh
12.566 | 21.6026 | 34.1685 | kWh
11.8268 | 23.2891 | 35.1159 | kWh
15.5227 | 24.9711 | 40.4938 | kWh
19.9577 | 26.3319 | 46.2897 | kWh
19.9577 | 26.81 | 46.7678 | kWh
14.7835 | 26.3352 | 41.1187 | kWh
7.3918 | 23.279 | 30.6708 | kWh
0.94 | 22.4215 | 23.3615 | kWh
0.94 | 22.7541 | 23.6941 | kWh
0.94 | 23.3368 | 24.2768 | kWh
0.94 | 23.6162 | 24.5562 | kWh
0.94 | 23.1461 | 24.0861 | kWh
0.94 | 21.6894 | 22.6294 | kWh
0.94 | 19.9358 | 20.8758 | kWh
0.94 | 17.9945 | 18.9345 | kWh
0.94 | 14.4744 | 15.4144 | kWh
0.94 | 10.7976 | 11.7376 | kWh
7.3918 | 8.714 | 16.1057 | kWh
11.8268 | 8.1236 | 19.9504 | kWh
16.2619 | 10.0387 | 26.3005 | kWh
16.2619 | 14.8094 | 31.0713 | kWh
16.2619 | 16.9817 | 33.2435 | kWh
15.5227 | 18.4037 | 33.9264 | kWh
15.5227 | 19.8461 | 35.3688 | kWh
12.566 | 21.6026 | 34.1685 | kWh
11.8268 | 23.2891 | 35.1159 | kWh
15.5227 | 24.9711 | 40.4938 | kWh
19.9577 | 26.3319 | 46.2897 | kWh
19.9577 | 26.81 | 46.7678 | kWh
14.7835 | 26.3352 | 41.1187 | kWh
7.3918 | 23.279 | 30.6708 | kWh
0.94 | 22.4215 | 23.3615 | kWh
0.94 | 22.7541 | 23.6941 | kWh
0.94 | 23.3368 | 24.2768 | kWh
0.94 | 23.6162 | 24.5562 | kWh
0.94 | 23.1461 | 24.0861 | kWh
0.94 | 21.6894 | 22.6294 | kWh
0.94 | 19.9358 | 20.8758 | kWh
0.94 | 17.9945 | 18.9345 | kWh
0.94 | 14.4744 | 15.4144 | kWh
0.94 | 10.7976 | 11.7376 | kWh
7.3918 | 8.714 | 16.1057 | kWh
11.8268 | 8.1236 | 19.9504 | kWh
16.2619 | 10.0387 | 26.3005 | kWh
16.2619 | 14.8094 | 31.0713 | kWh
16.2619 | 16.9817 | 33.2435 | kWh
15.5227 | 18.4037 | 33.9264 | kWh
15.5227 | 19.8461 | 35.3688 | kWh
12.566 | 21.6026 | 34.1685 | kWh
11.8268 | 23.2891 | 35.1159 | kWh
15.5227 | 24.9711 | 40.4938 | kWh
19.9577 | 26.3319 | 46.2897 | kWh
19.9577 | 26.81 | 46.7678 | kWh
14.7835 | 26.3352 | 41.1187 | kWh
7.3918 | 23.279 | 30.6708 | kWh
0.94 | 22.4215 | 23.3615 | kWh
0.94 | 22.7541 | 23.6941 | kWh
0.94 | 23.3368 | 24.2768 | kWh
0.94 | 23.6162 | 24.5562 | kWh
0.94 | 29.3065 | 30.2465 | kWh
0.94 | 27.2091 | 28.1491 | kWh
0.94 | 24.2707 | 25.2107 | kWh
0.94 | 20.5017 | 21.4417 | kWh
0.94 | 16.5788 | 17.5188 | kWh
0.94 | 13.4014 | 14.3414 | kWh
0.94 | 10.7273 | 11.6673 | kWh
0.94 | 8.227 | 9.167 | kWh
0.94 | 6.2562 | 7.1962 | kWh
0.94 | 5.09 | 6.03 | kWh
0.94 | 5.1245 | 6.0645 | kWh
0.94 | 6.0222 | 6.9622 | kWh
0.94 | 8.2704 | 9.2104 | kWh
0.94 | 11.2802 | 12.2202 | kWh
0.94 | 14.4549 | 15.3949 | kWh
0.94 | 17.7361 | 18.6761 | kWh
0.94 | 21.1991 | 22.1391 | kWh
0.94 | 25.1191 | 26.0591 | kWh
0.94 | 28.8878 | 29.8278 | kWh
0.94 | 31.4065 | 32.3465 | kWh
0.94 | 32.7107 | 33.6507 | kWh
0.94 | 33.1482 | 34.0882 | kWh
0.94 | 32.561 | 33.501 | kWh
0.94 | 31.2065 | 32.1465 | kWh
0.94 | 29.3065 | 30.2465 | kWh
0.94 | 27.2091 | 28.1491 | kWh
0.94 | 24.2707 | 25.2107 | kWh
0.94 | 20.5017 | 21.4417 | kWh
0.94 | 16.5788 | 17.5188 | kWh
0.94 | 13.4014 | 14.3414 | kWh
0.94 | 10.7273 | 11.6673 | kWh
0.94 | 8.227 | 9.167 | kWh
0.94 | 6.2562 | 7.1962 | kWh
0.94 | 5.09 | 6.03 | kWh
0.94 | 5.1245 | 6.0645 | kWh
0.94 | 6.0222 | 6.9622 | kWh
0.94 | 8.2704 | 9.2104 | kWh
0.94 | 11.2802 | 12.2202 | kWh
0.94 | 14.4549 | 15.3949 | kWh
0.94 | 17.7361 | 18.6761 | kWh
0.94 | 21.1991 | 22.1391 | kWh
0.94 | 25.1191 | 26.0591 | kWh
0.94 | 28.8878 | 29.8278 | kWh
0.94 | 31.4065 | 32.3465 | kWh
0.94 | 32.7107 | 33.6507 | kWh
0.94 | 33.1482 | 34.0882 | kWh
0.94 | 32.561 | 33.501 | kWh
0.94 | 31.2065 | 32.1465 | kWh
0.94 | 23.1461 | 24.0861 | kWh
0.94 | 21.6894 | 22.6294 | kWh
0.94 | 19.9358 | 20.8758 | kWh
0.94 | 17.9945 | 18.9345 | kWh
0.94 | 14.4744 | 15.4144 | kWh
0.94 | 10.7976 | 11.7376 | kWh
7.3918 | 8.714 | 16.1057 | kWh
11.8268 | 8.1236 | 19.9504 | kWh
16.2619 | 10.0387 | 26.3005 | kWh
16.2619 | 14.8094 | 31.0713 | kWh
16.2619 | 16.9817 | 33.2435 | kWh
15.5227 | 18.4037 | 33.9264 | kWh
15.5227 | 19.8461 | 35.3688 | kWh
12.566 | 21.6026 | 34.1685 | kWh
11.8268 | 23.2891 | 35.1159 | kWh
15.5227 | 24.9711 | 40.4938 | kWh
19.9577 | 26.3319 | 46.2897 | kWh
19.9577 | 26.81 | 46.7678 | kWh
14.7835 | 26.3352 | 41.1187 | kWh
7.3918 | 23.279 | 30.6708 | kWh
0.94 | 22.4215 | 23.3615 | kWh
0.94 | 22.7541 | 23.6941 | kWh
0.94 | 23.3368 | 24.2768 | kWh
0.94 | 23.6162 | 24.5562 | kWh
0.94 | 23.1461 | 24.0861 | kWh
0.94 | 21.6894 | 22.6294 | kWh
0.94 | 19.9358 | 20.8758 | kWh
0.94 | 17.9945 | 18.9345 | kWh
0.94 | 14.4744 | 15.4144 | kWh
0.94 | 10.7976 | 11.7376 | kWh
7.3918 | 8.714 | 16.1057 | kWh
11.8268 | 8.1236 | 19.9504 | kWh
16.2619 | 10.0387 | 26.3005 | kWh
16.2619 | 14.8094 | 31.0713 | kWh
16.2619 | 16.9817 | 33.2435 | kWh
15.5227 | 18.4037 | 33.9264 | kWh
15.5227 | 19.8461 | 35.3688 | kWh
12.566 | 21.6026 | 34.1685 | kWh
11.8268 | 23.2891 | 35.1159 | kWh
15.5227 | 24.9711 | 40.4938 | kWh
19.9577 | 26.3319 | 46.2897 | kWh
19.9577 | 26.81 | 46.7678 | kWh
14.7835 | 26.3352 | 41.1187 | kWh
7.3918 | 23.279 | 30.6708 | kWh
0.94 | 22.4215 | 23.3615 | kWh
0.94 | 22.7541 | 23.6941 | kWh
0.94 | 23.3368 | 24.2768 | kWh
0.94 | 23.6162 | 24.5562 | kWh
0.94 | 23.1461 | 24.0861 | kWh
0.94 | 21.6894 | 22.6294 | kWh
0.94 | 19.9358 | 20.8758 | kWh
0.94 | 17.9945 | 18.9345 | kWh
0.94 | 14.4744 | 15.4144 | kWh
0.94 | 10.7976 | 11.7376 | kWh
7.3918 | 8.714 | 16.1057 | kWh
11.8268 | 8.1236 | 19.9504 | kWh
16.2619 | 10.0387 | 26.3005 | kWh
16.2619 | 14.8094 | 31.0713 | kWh
16.2619 | 16.9817 | 33.2435 | kWh
15.5227 | 18.4037 | 33.9264 | kWh
15.5227 | 19.8461 | 35.3688 | kWh
12.566 | 21.6026 | 34.1685 | kWh
11.8268 | 23.2891 | 35.1159 | kWh
15.5227 | 24.9711 | 40.4938 | kWh
19.9577 | 26.3319 | 46.2897 | kWh
19.9577 | 26.81 | 46.7678 | kWh
14.7835 | 26.3352 | 41.1187 | kWh
7.3918 | 23.279 | 30.6708 | kWh
0.94 | 22.4215 | 23.3615 | kWh
0.94 | 22.7541 | 23.6941 | kWh
0.94 | 23.3368 | 24.2768 | kWh
0.94 | 23.6162 | 24.5562 | kWh
0.94 | 23.1461 | 24.0861 | kWh
0.94 | 21.6894 | 22.6294 | kWh
0.94 | 19.9358 | 20.8758 | kWh
0.94 | 17.9945 | 18.9345 | kWh
0.94 | 14.4744 | 15.4144 | kWh
0.94 | 10.7976 | 11.7376 | kWh
7.3918 | 8.714 | 16.1057 | kWh
11.8268 | 8.1236 | 19.9504 | kWh
16.2619 | 10.0387 | 26.3005 | kWh
16.2619 | 14.8094 | 31.0713 | kWh
16.2619 | 16.9817 | 33.2435 | kWh
15.5227 | 18.4037 | 33.9264 | kWh
15.5227 | 19.8461 | 35.3688 | kWh
12.566 | 21.6026 | 34.1685 | kWh
11.8268 | 23.2891 | 35.1159 | kWh
15.5227 | 24.9711 | 40.4938 | kWh
19.9577 | 26.3319 | 46.2897 | kWh
19.9577 | 26.81 | 46.7678 | kWh
14.7835 | 26.3352 | 41.1187 | kWh
7.3918 | 23.279 | 30.6708 | kWh
0.94 | 22.4215 | 23.3615 | kWh
0.94 | 22.7541 | 23.6941 | kWh
0.94 | 23.3368 | 24.2768 | kWh
0.94 | 23.6162 | 24.5562 | kWh
0.94 | 23.1461 | 24.0861 | kWh
0.94 | 21.6894 | 22.6294 | kWh
0.94 | 19.9358 | 20.8758 | kWh
0.94 | 17.9945 | 18.9345 | kWh
0.94 | 14.4744 | 15.4144 | kWh
0.94 | 10.7976 | 11.7376 | kWh
7.3918 | 8.714 | 16.1057 | kWh
11.8268 | 8.1236 | 19.9504 | kWh
16.2619 | 10.0387 | 26.3005 | kWh
16.2619 | 14.8094 | 31.0713 | kWh
16.2619 | 16.9817 | 33.2435 | kWh
15.5227 | 18.4037 | 33.9264 | kWh
15.5227 | 19.8461 | 35.3688 | kWh
12.566 | 21.6026 | 34.1685 | kWh
11.8268 | 23.2891 | 35.1159 | kWh
15.5227 | 24.9711 | 40.4938 | kWh
19.9577 | 26.3319 | 46.2897 | kWh
19.9577 | 26.81 | 46.7678 | kWh
14.7835 | 26.3352 | 41.1187 | kWh
7.3918 | 23.279 | 30.6708 | kWh
0.94 | 22.4215 | 23.3615 | kWh
0.94 | 22.7541 | 23.6941 | kWh
0.94 | 23.3368 | 24.2768 | kWh
0.94 | 23.6162 | 24.5562 | kWh
0.94 | 29.3065 | 30.2465 | kWh
0.94 | 27.2091 | 28.1491 | kWh
0.94 | 24.2707 | 25.2107 | kWh
0.94 | 20.5017 | 21.4417 | kWh
0.94 | 16.5788 | 17.5188 | kWh
0.94 | 13.4014 | 14.3414 | kWh
0.94 | 10.7273 | 11.6673 | kWh
0.94 | 8.227 | 9.167 | kWh
0.94 | 6.2562 | 7.1962 | kWh
0.94 | 5.09 | 6.03 | kWh
0.94 | 5.1245 | 6.0645 | kWh
0.94 | 6.0222 | 6.9622 | kWh
0.94 | 8.2704 | 9.2104 | kWh
0.94 | 11.2802 | 12.2202 | kWh
0.94 | 14.4549 | 15.3949 | kWh
0.94 | 17.7361 | 18.6761 | kWh
0.94 | 21.1991 | 22.1391 | kWh
0.94 | 25.1191 | 26.0591 | kWh
0.94 | 28.8878 | 29.8278 | kWh
0.94 | 31.4065 | 32.3465 | kWh
0.94 | 32.7107 | 33.6507 | kWh
0.94 | 33.1482 | 34.0882 | kWh
0.94 | 32.561 | 33.501 | kWh
0.94 | 31.2065 | 32.1465 | kWh
0.94 | 29.3065 | 30.2465 | kWh
0.94 | 27.2091 | 28.1491 | kWh
0.94 | 24.2707 | 25.2107 | kWh
0.94 | 20.5017 | 21.4417 | kWh
0.94 | 16.5788 | 17.5188 | kWh
0.94 | 13.4014 | 14.3414 | kWh
0.94 | 10.7273 | 11.6673 | kWh
0.94 | 8.227 | 9.167 | kWh
0.94 | 6.2562 | 7.1962 | kWh
0.94 | 5.09 | 6.03 | kWh
0.94 | 5.1245 | 6.0645 | kWh
0.94 | 6.0222 | 6.9622 | kWh
0.94 | 8.2704 | 9.2104 | kWh
0.94 | 11.2802 | 12.2202 | kWh
0.94 | 14.4549 | 15.3949 | kWh
0.94 | 17.7361 | 18.6761 | kWh
0.94 | 21.1991 | 22.1391 | kWh
0.94 | 25.1191 | 26.0591 | kWh
0.94 | 28.8878 | 29.8278 | kWh
0.94 | 31.4065 | 32.3465 | kWh
0.94 | 32.7107 | 33.6507 | kWh
0.94 | 33.1482 | 34.0882 | kWh
0.94 | 32.561 | 33.501 | kWh
0.94 | 31.2065 | 32.1465 | kWh
0.94 | 23.1461 | 24.0861 | kWh
0.94 | 21.6894 | 22.6294 | kWh
0.94 | 19.9358 | 20.8758 | kWh
0.94 | 17.9945 | 18.9345 | kWh
0.94 | 14.4744 | 15.4144 | kWh
0.94 | 10.7976 | 11.7376 | kWh
7.3918 | 8.714 | 16.1057 | kWh
11.8268 | 8.1236 | 19.9504 | kWh
16.2619 | 10.0387 | 26.3005 | kWh
16.2619 | 14.8094 | 31.0713 | kWh
16.2619 | 16.9817 | 33.2435 | kWh
15.5227 | 18.4037 | 33.9264 | kWh
15.5227 | 19.8461 | 35.3688 | kWh
12.566 | 21.6026 | 34.1685 | kWh
11.8268 | 23.2891 | 35.1159 | kWh
15.5227 | 24.9711 | 40.4938 | kWh
19.9577 | 26.3319 | 46.2897 | kWh
19.9577 | 26.81 | 46.7678 | kWh
14.7835 | 26.3352 | 41.1187 | kWh
7.3918 | 23.279 | 30.6708 | kWh
0.94 | 22.4215 | 23.3615 | kWh
0.94 | 22.7541 | 23.6941 | kWh
0.94 | 23.3368 | 24.2768 | kWh
0.94 | 23.6162 | 24.5562 | kWh
0.94 | 23.1461 | 24.0861 | kWh
0.94 | 21.6894 | 22.6294 | kWh
0.94 | 19.9358 | 20.8758 | kWh
0.94 | 17.9945 | 18.9345 | kWh
0.94 | 14.4744 | 15.4144 | kWh
0.94 | 10.7976 | 11.7376 | kWh
7.3918 | 8.714 | 16.1057 | kWh
11.8268 | 8.1236 | 19.9504 | kWh
16.2619 | 10.0387 | 26.3005 | kWh
16.2619 | 14.8094 | 31.0713 | kWh
16.2619 | 16.9817 | 33.2435 | kWh
15.5227 | 18.4037 | 33.9264 | kWh
15.5227 | 19.8461 | 35.3688 | kWh
12.566 | 21.6026 | 34.1685 | kWh
11.8268 | 23.2891 | 35.1159 | kWh
15.5227 | 24.9711 | 40.4938 | kWh
19.9577 | 26.3319 | 46.2897 | kWh
19.9577 | 26.81 | 46.7678 | kWh
14.7835 | 26.3352 | 41.1187 | kWh
7.3918 | 23.279 | 30.6708 | kWh
0.94 | 22.4215 | 23.3615 | kWh
0.94 | 22.7541 | 23.6941 | kWh
0.94 | 23.3368 | 24.2768 | kWh
0.94 | 23.6162 | 24.5562 | kWh
0.94 | 23.1461 | 24.0861 | kWh
0.94 | 21.6894 | 22.6294 | kWh
0.94 | 19.9358 | 20.8758 | kWh
0.94 | 17.9945 | 18.9345 | kWh
0.94 | 14.4744 | 15.4144 | kWh
0.94 | 10.7976 | 11.7376 | kWh
7.3918 | 8.714 | 16.1057 | kWh
11.8268 | 8.1236 | 19.9504 | kWh
16.2619 | 10.0387 | 26.3005 | kWh
16.2619 | 14.8094 | 31.0713 | kWh
16.2619 | 16.9817 | 33.2435 | kWh
15.5227 | 18.4037 | 33.9264 | kWh
15.5227 | 19.8461 | 35.3688 | kWh
12.566 | 21.6026 | 34.1685 | kWh
11.8268 | 23.2891 | 35.1159 | kWh
15.5227 | 24.9711 | 40.4938 | kWh
19.9577 | 26.3319 | 46.2897 | kWh
19.9577 | 26.81 | 46.7678 | kWh
14.7835 | 26.3352 | 41.1187 | kWh
7.3918 | 23.279 | 30.6708 | kWh
0.94 | 22.4215 | 23.3615 | kWh
0.94 | 22.7541 | 23.6941 | kWh
0.94 | 23.3368 | 24.2768 | kWh
0.94 | 23.6162 | 24.5562 | kWh
0.94 | 23.1461 | 24.0861 | kWh
0.94 | 21.6894 | 22.6294 | kWh
0.94 | 19.9358 | 20.8758 | kWh
0.94 | 17.9945 | 18.9345 | kWh
0.94 | 14.4744 | 15.4144 | kWh
0.94 | 10.7976 | 11.7376 | kWh
7.3918 | 8.714 | 16.1057 | kWh
11.8268 | 8.1236 | 19.9504 | kWh
16.2619 | 10.0387 | 26.3005 | kWh
16.2619 | 14.8094 | 31.0713 | kWh
16.2619 | 16.9817 | 33.2435 | kWh
15.5227 | 18.4037 | 33.9264 | kWh
15.5227 | 19.8461 | 35.3688 | kWh
12.566 | 21.6026 | 34.1685 | kWh
11.8268 | 23.2891 | 35.1159 | kWh
15.5227 | 24.9711 | 40.4938 | kWh
19.9577 | 26.3319 | 46.2897 | kWh
19.9577 | 26.81 | 46.7678 | kWh
14.7835 | 26.3352 | 41.1187 | kWh
7.3918 | 23.279 | 30.6708 | kWh
0.94 | 22.4215 | 23.3615 | kWh
0.94 | 22.7541 | 23.6941 | kWh
0.94 | 23.3368 | 24.2768 | kWh
0.94 | 23.6162 | 24.5562 | kWh
0.94 | 23.1461 | 24.0861 | kWh
0.94 | 21.6894 | 22.6294 | kWh
0.94 | 19.9358 | 20.8758 | kWh
0.94 | 17.9945 | 18.9345 | kWh
0.94 | 14.4744 | 15.4144 | kWh
0.94 | 10.7976 | 11.7376 | kWh
7.3918 | 8.714 | 16.1057 | kWh
11.8268 | 8.1236 | 19.9504 | kWh
16.2619 | 10.0387 | 26.3005 | kWh
16.2619 | 14.8094 | 31.0713 | kWh
16.2619 | 16.9817 | 33.2435 | kWh
15.5227 | 18.4037 | 33.9264 | kWh
15.5227 | 19.8461 | 35.3688 | kWh
12.566 | 21.6026 | 34.1685 | kWh
11.8268 | 23.2891 | 35.1159 | kWh
15.5227 | 24.9711 | 40.4938 | kWh
19.9577 | 26.3319 | 46.2897 | kWh
19.9577 | 26.81 | 46.7678 | kWh
14.7835 | 26.3352 | 41.1187 | kWh
7.3918 | 23.279 | 30.6708 | kWh
0.94 | 22.4215 | 23.3615 | kWh
0.94 | 22.7541 | 23.6941 | kWh
0.94 | 23.3368 | 24.2768 | kWh
0.94 | 23.6162 | 24.5562 | kWh
0.94 | 29.3065 | 30.2465 | kWh
0.94 | 27.2091 | 28.1491 | kWh
0.94 | 24.2707 | 25.2107 | kWh
0.94 | 20.5017 | 21.4417 | kWh
0.94 | 16.5788 | 17.5188 | kWh
0.94 | 13.4014 | 14.3414 | kWh
0.94 | 10.7273 | 11.6673 | kWh
0.94 | 8.227 | 9.167 | kWh
0.94 | 6.2562 | 7.1962 | kWh
0.94 | 5.09 | 6.03 | kWh
0.94 | 5.1245 | 6.0645 | kWh
0.94 | 6.0222 | 6.9622 | kWh
0.94 | 8.2704 | 9.2104 | kWh
0.94 | 11.2802 | 12.2202 | kWh
0.94 | 14.4549 | 15.3949 | kWh
0.94 | 17.7361 | 18.6761 | kWh
0.94 | 21.1991 | 22.1391 | kWh
0.94 | 25.1191 | 26.0591 | kWh
0.94 | 28.8878 | 29.8278 | kWh
0.94 | 31.4065 | 32.3465 | kWh
0.94 | 32.7107 | 33.6507 | kWh
0.94 | 33.1482 | 34.0882 | kWh
0.94 | 32.561 | 33.501 | kWh
0.94 | 31.2065 | 32.1465 | kWh
0.94 | 29.3065 | 30.2465 | kWh
0.94 | 27.2091 | 28.1491 | kWh
0.94 | 24.2707 | 25.2107 | kWh
0.94 | 20.5017 | 21.4417 | kWh
0.94 | 16.5788 | 17.5188 | kWh
0.94 | 13.4014 | 14.3414 | kWh
0.94 | 10.7273 | 11.6673 | kWh
0.94 | 8.227 | 9.167 | kWh
0.94 | 6.2562 | 7.1962 | kWh
0.94 | 5.09 | 6.03 | kWh
0.94 | 5.1245 | 6.0645 | kWh
0.94 | 6.0222 | 6.9622 | kWh
0.94 | 8.2704 | 9.2104 | kWh
0.94 | 11.2802 | 12.2202 | kWh
0.94 | 14.4549 | 15.3949 | kWh
0.94 | 17.7361 | 18.6761 | kWh
0.94 | 21.1991 | 22.1391 | kWh
0.94 | 25.1191 | 26.0591 | kWh
0.94 | 28.8878 | 29.8278 | kWh
0.94 | 31.4065 | 32.3465 | kWh
0.94 | 32.7107 | 33.6507 | kWh
0.94 | 33.1482 | 34.0882 | kWh
0.94 | 32.561 | 33.501 | kWh
0.94 | 31.2065 | 32.1465 | kWh
0.94 | 23.1461 | 24.0861 | kWh
0.94 | 21.6894 | 22.6294 | kWh
0.94 | 19.9358 | 20.8758 | kWh
0.94 | 17.9945 | 18.9345 | kWh
0.94 | 14.4744 | 15.4144 | kWh
0.94 | 10.7976 | 11.7376 | kWh
7.3918 | 8.714 | 16.1057 | kWh
11.8268 | 8.1236 | 19.9504 | kWh
16.2619 | 10.0387 | 26.3005 | kWh
16.2619 | 14.8094 | 31.0713 | kWh
16.2619 | 16.9817 | 33.2435 | kWh
15.5227 | 18.4037 | 33.9264 | kWh
15.5227 | 19.8461 | 35.3688 | kWh
12.566 | 21.6026 | 34.1685 | kWh
11.8268 | 23.2891 | 35.1159 | kWh
15.5227 | 24.9711 | 40.4938 | kWh
19.9577 | 26.3319 | 46.2897 | kWh
19.9577 | 26.81 | 46.7678 | kWh
14.7835 | 26.3352 | 41.1187 | kWh
7.3918 | 23.279 | 30.6708 | kWh
0.94 | 22.4215 | 23.3615 | kWh
0.94 | 22.7541 | 23.6941 | kWh
0.94 | 23.3368 | 24.2768 | kWh
0.94 | 23.6162 | 24.5562 | kWh
0.94 | 23.1461 | 24.0861 | kWh
0.94 | 21.6894 | 22.6294 | kWh
0.94 | 19.9358 | 20.8758 | kWh
0.94 | 17.9945 | 18.9345 | kWh
0.94 | 14.4744 | 15.4144 | kWh
0.94 | 10.7976 | 11.7376 | kWh
7.3918 | 8.714 | 16.1057 | kWh
11.8268 | 8.1236 | 19.9504 | kWh
16.2619 | 10.0387 | 26.3005 | kWh
16.2619 | 14.8094 | 31.0713 | kWh
16.2619 | 16.9817 | 33.2435 | kWh
15.5227 | 18.4037 | 33.9264 | kWh
15.5227 | 19.8461 | 35.3688 | kWh
12.566 | 21.6026 | 34.1685 | kWh
11.8268 | 23.2891 | 35.1159 | kWh
15.5227 | 24.9711 | 40.4938 | kWh
19.9577 | 26.3319 | 46.2897 | kWh
19.9577 | 26.81 | 46.7678 | kWh
14.7835 | 26.3352 | 41.1187 | kWh
7.3918 | 23.279 | 30.6708 | kWh
0.94 | 22.4215 | 23.3615 | kWh
0.94 | 22.7541 | 23.6941 | kWh
0.94 | 23.3368 | 24.2768 | kWh
0.94 | 23.6162 | 24.5562 | kWh
0.94 | 23.1461 | 24.0861 | kWh
0.94 | 21.6894 | 22.6294 | kWh
0.94 | 19.9358 | 20.8758 | kWh
0.94 | 17.9945 | 18.9345 | kWh
0.94 | 14.4744 | 15.4144 | kWh
0.94 | 10.7976 | 11.7376 | kWh
7.3918 | 8.714 | 16.1057 | kWh
11.8268 | 8.1236 | 19.9504 | kWh
16.2619 | 10.0387 | 26.3005 | kWh
16.2619 | 14.8094 | 31.0713 | kWh
16.2619 | 16.9817 | 33.2435 | kWh
15.5227 | 18.4037 | 33.9264 | kWh
15.5227 | 19.8461 | 35.3688 | kWh
12.566 | 21.6026 | 34.1685 | kWh
11.8268 | 23.2891 | 35.1159 | kWh
15.5227 | 24.9711 | 40.4938 | kWh
19.9577 | 26.3319 | 46.2897 | kWh
19.9577 | 26.81 | 46.7678 | kWh
14.7835 | 26.3352 | 41.1187 | kWh
7.3918 | 23.279 | 30.6708 | kWh
0.94 | 22.4215 | 23.3615 | kWh
0.94 | 22.7541 | 23.6941 | kWh
0.94 | 23.3368 | 24.2768 | kWh
0.94 | 23.6162 | 24.5562 | kWh
0.94 | 23.1461 | 24.0861 | kWh
0.94 | 21.6894 | 22.6294 | kWh
0.94 | 19.9358 | 20.8758 | kWh
0.94 | 17.9945 | 18.9345 | kWh
0.94 | 14.4744 | 15.4144 | kWh
0.94 | 10.7976 | 11.7376 | kWh
7.3918 | 8.714 | 16.1057 | kWh
11.8268 | 8.1236 | 19.9504 | kWh
16.2619 | 10.0387 | 26.3005 | kWh
16.2619 | 14.8094 | 31.0713 | kWh
16.2619 | 16.9817 | 33.2435 | kWh
15.5227 | 18.4037 | 33.9264 | kWh
15.5227 | 19.8461 | 35.3688 | kWh
12.566 | 21.6026 | 34.1685 | kWh
11.8268 | 23.2891 | 35.1159 | kWh
15.5227 | 24.9711 | 40.4938 | kWh
19.9577 | 26.3319 | 46.2897 | kWh
19.9577 | 26.81 | 46.7678 | kWh
14.7835 | 26.3352 | 41.1187 | kWh
7.3918 | 23.279 | 30.6708 | kWh
0.94 | 22.4215 | 23.3615 | kWh
0.94 | 22.7541 | 23.6941 | kWh
0.94 | 23.3368 | 24.2768 | kWh
0.94 | 23.6162 | 24.5562 | kWh
0.94 | 23.1461 | 24.0861 | kWh
0.94 | 21.6894 | 22.6294 | kWh
0.94 | 19.9358 | 20.8758 | kWh
0.94 | 17.9945 | 18.9345 | kWh
0.94 | 14.4744 | 15.4144 | kWh
0.94 | 10.7976 | 11.7376 | kWh
7.3918 | 8.714 | 16.1057 | kWh
11.8268 | 8.1236 | 19.9504 | kWh
16.2619 | 10.0387 | 26.3005 | kWh
16.2619 | 14.8094 | 31.0713 | kWh
16.2619 | 16.9817 | 33.2435 | kWh
15.5227 | 18.4037 | 33.9264 | kWh
15.5227 | 19.8461 | 35.3688 | kWh
12.566 | 21.6026 | 34.1685 | kWh
11.8268 | 23.2891 | 35.1159 | kWh
15.5227 | 24.9711 | 40.4938 | kWh
19.9577 | 26.3319 | 46.2897 | kWh
19.9577 | 26.81 | 46.7678 | kWh
14.7835 | 26.3352 | 41.1187 | kWh
7.3918 | 23.279 | 30.6708 | kWh
0.94 | 22.4215 | 23.3615 | kWh
0.94 | 22.7541 | 23.6941 | kWh
0.94 | 23.3368 | 24.2768 | kWh
0.94 | 23.6162 | 24.5562 | kWh
0.94 | 29.3065 | 30.2465 | kWh
0.94 | 27.2091 | 28.1491 | kWh
0.94 | 24.2707 | 25.2107 | kWh
0.94 | 20.5017 | 21.4417 | kWh
0.94 | 16.5788 | 17.5188 | kWh
0.94 | 13.4014 | 14.3414 | kWh
0.94 | 10.7273 | 11.6673 | kWh
0.94 | 8.227 | 9.167 | kWh
0.94 | 6.2562 | 7.1962 | kWh
0.94 | 5.09 | 6.03 | kWh
0.94 | 5.1245 | 6.0645 | kWh
0.94 | 6.0222 | 6.9622 | kWh
0.94 | 8.2704 | 9.2104 | kWh
0.94 | 11.2802 | 12.2202 | kWh
0.94 | 14.4549 | 15.3949 | kWh
0.94 | 17.7361 | 18.6761 | kWh
0.94 | 21.1991 | 22.1391 | kWh
0.94 | 25.1191 | 26.0591 | kWh
0.94 | 28.8878 | 29.8278 | kWh
0.94 | 31.4065 | 32.3465 | kWh
0.94 | 32.7107 | 33.6507 | kWh
0.94 | 33.1482 | 34.0882 | kWh
0.94 | 32.561 | 33.501 | kWh
0.94 | 31.2065 | 32.1465 | kWh
0.94 | 29.3065 | 30.2465 | kWh
0.94 | 27.2091 | 28.1491 | kWh
0.94 | 24.2707 | 25.2107 | kWh
0.94 | 20.5017 | 21.4417 | kWh
0.94 | 16.5788 | 17.5188 | kWh
0.94 | 13.4014 | 14.3414 | kWh
0.94 | 10.7273 | 11.6673 | kWh
0.94 | 8.227 | 9.167 | kWh
0.94 | 6.2562 | 7.1962 | kWh
0.94 | 5.09 | 6.03 | kWh
0.94 | 5.1245 | 6.0645 | kWh
0.94 | 6.0222 | 6.9622 | kWh
0.94 | 8.2704 | 9.2104 | kWh
0.94 | 11.2802 | 12.2202 | kWh
0.94 | 14.4549 | 15.3949 | kWh
0.94 | 17.7361 | 18.6761 | kWh
0.94 | 21.1991 | 22.1391 | kWh
0.94 | 25.1191 | 26.0591 | kWh
0.94 | 28.8878 | 29.8278 | kWh
0.94 | 31.4065 | 32.3465 | kWh
0.94 | 32.7107 | 33.6507 | kWh
0.94 | 33.1482 | 34.0882 | kWh
0.94 | 32.561 | 33.501 | kWh
0.94 | 31.2065 | 32.1465 | kWh
0.94 | 23.1461 | 24.0861 | kWh
0.94 | 21.6894 | 22.6294 | kWh
0.94 | 19.9358 | 20.8758 | kWh
0.94 | 17.9945 | 18.9345 | kWh
0.94 | 14.4744 | 15.4144 | kWh
0.94 | 10.7976 | 11.7376 | kWh
7.3918 | 8.714 | 16.1057 | kWh
11.8268 | 8.1236 | 19.9504 | kWh
16.2619 | 10.0387 | 26.3005 | kWh
16.2619 | 14.8094 | 31.0713 | kWh
16.2619 | 16.9817 | 33.2435 | kWh
15.5227 | 18.4037 | 33.9264 | kWh
15.5227 | 19.8461 | 35.3688 | kWh
12.566 | 21.6026 | 34.1685 | kWh
11.8268 | 23.2891 | 35.1159 | kWh
15.5227 | 24.9711 | 40.4938 | kWh
19.9577 | 26.3319 | 46.2897 | kWh
19.9577 | 26.81 | 46.7678 | kWh
14.7835 | 26.3352 | 41.1187 | kWh
7.3918 | 23.279 | 30.6708 | kWh
0.94 | 22.4215 | 23.3615 | kWh
0.94 | 22.7541 | 23.6941 | kWh
0.94 | 23.3368 | 24.2768 | kWh
0.94 | 23.6162 | 24.5562 | kWh
0.94 | 23.1461 | 24.0861 | kWh
0.94 | 21.6894 | 22.6294 | kWh
0.94 | 19.9358 | 20.8758 | kWh
0.94 | 17.9945 | 18.9345 | kWh
0.94 | 14.4744 | 15.4144 | kWh
0.94 | 10.7976 | 11.7376 | kWh
7.3918 | 8.714 | 16.1057 | kWh
11.8268 | 8.1236 | 19.9504 | kWh
16.2619 | 10.0387 | 26.3005 | kWh
16.2619 | 14.8094 | 31.0713 | kWh
16.2619 | 16.9817 | 33.2435 | kWh
15.5227 | 18.4037 | 33.9264 | kWh
15.5227 | 19.8461 | 35.3688 | kWh
12.566 | 21.6026 | 34.1685 | kWh
11.8268 | 23.2891 | 35.1159 | kWh
15.5227 | 24.9711 | 40.4938 | kWh
19.9577 | 26.3319 | 46.2897 | kWh
19.9577 | 26.81 | 46.7678 | kWh
14.7835 | 26.3352 | 41.1187 | kWh
7.3918 | 23.279 | 30.6708 | kWh
0.94 | 22.4215 | 23.3615 | kWh
0.94 | 22.7541 | 23.6941 | kWh
0.94 | 23.3368 | 24.2768 | kWh
0.94 | 23.6162 | 24.5562 | kWh
0.94 | 23.1461 | 24.0861 | kWh
0.94 | 21.6894 | 22.6294 | kWh
0.94 | 19.9358 | 20.8758 | kWh
0.94 | 17.9945 | 18.9345 | kWh
0.94 | 14.4744 | 15.4144 | kWh
0.94 | 10.7976 | 11.7376 | kWh
7.3918 | 8.714 | 16.1057 | kWh
11.8268 | 8.1236 | 19.9504 | kWh
16.2619 | 10.0387 | 26.3005 | kWh
16.2619 | 14.8094 | 31.0713 | kWh
16.2619 | 16.9817 | 33.2435 | kWh
15.5227 | 18.4037 | 33.9264 | kWh
15.5227 | 19.8461 | 35.3688 | kWh
12.566 | 21.6026 | 34.1685 | kWh
11.8268 | 23.2891 | 35.1159 | kWh
15.5227 | 24.9711 | 40.4938 | kWh
19.9577 | 26.3319 | 46.2897 | kWh
19.9577 | 26.81 | 46.7678 | kWh
14.7835 | 26.3352 | 41.1187 | kWh
7.3918 | 23.279 | 30.6708 | kWh
0.94 | 22.4215 | 23.3615 | kWh
0.94 | 22.7541 | 23.6941 | kWh
0.94 | 23.3368 | 24.2768 | kWh
0.94 | 23.6162 | 24.5562 | kWh
0.94 | 23.1461 | 24.0861 | kWh
0.94 | 21.6894 | 22.6294 | kWh
0.94 | 19.9358 | 20.8758 | kWh
0.94 | 17.9945 | 18.9345 | kWh
0.94 | 14.4744 | 15.4144 | kWh
0.94 | 10.7976 | 11.7376 | kWh
7.3918 | 8.714 | 16.1057 | kWh
11.8268 | 8.1236 | 19.9504 | kWh
16.2619 | 10.0387 | 26.3005 | kWh
16.2619 | 14.8094 | 31.0713 | kWh
16.2619 | 16.9817 | 33.2435 | kWh
15.5227 | 18.4037 | 33.9264 | kWh
15.5227 | 19.8461 | 35.3688 | kWh
12.566 | 21.6026 | 34.1685 | kWh
11.8268 | 23.2891 | 35.1159 | kWh
15.5227 | 24.9711 | 40.4938 | kWh
19.9577 | 26.3319 | 46.2897 | kWh
19.9577 | 26.81 | 46.7678 | kWh
14.7835 | 26.3352 | 41.1187 | kWh
7.3918 | 23.279 | 30.6708 | kWh
0.94 | 22.4215 | 23.3615 | kWh
0.94 | 22.7541 | 23.6941 | kWh
0.94 | 23.3368 | 24.2768 | kWh
0.94 | 23.6162 | 24.5562 | kWh
0.94 | 23.1461 | 24.0861 | kWh
0.94 | 21.6894 | 22.6294 | kWh
0.94 | 19.9358 | 20.8758 | kWh
0.94 | 17.9945 | 18.9345 | kWh
0.94 | 14.4744 | 15.4144 | kWh
0.94 | 10.7976 | 11.7376 | kWh
7.3918 | 8.714 | 16.1057 | kWh
11.8268 | 8.1236 | 19.9504 | kWh
16.2619 | 10.0387 | 26.3005 | kWh
16.2619 | 14.8094 | 31.0713 | kWh
16.2619 | 16.9817 | 33.2435 | kWh
15.5227 | 18.4037 | 33.9264 | kWh
15.5227 | 19.8461 | 35.3688 | kWh
12.566 | 21.6026 | 34.1685 | kWh
11.8268 | 23.2891 | 35.1159 | kWh
15.5227 | 24.9711 | 40.4938 | kWh
19.9577 | 26.3319 | 46.2897 | kWh
19.9577 | 26.81 | 46.7678 | kWh
14.7835 | 26.3352 | 41.1187 | kWh
7.3918 | 23.279 | 30.6708 | kWh
0.94 | 22.4215 | 23.3615 | kWh
0.94 | 22.7541 | 23.6941 | kWh
0.94 | 23.3368 | 24.2768 | kWh
0.94 | 23.6162 | 24.5562 | kWh
0.94 | 29.3065 | 30.2465 | kWh
0.94 | 27.2091 | 28.1491 | kWh
0.94 | 24.2707 | 25.2107 | kWh
0.94 | 20.5017 | 21.4417 | kWh
0.94 | 16.5788 | 17.5188 | kWh
0.94 | 13.4014 | 14.3414 | kWh
0.94 | 10.7273 | 11.6673 | kWh
0.94 | 8.227 | 9.167 | kWh
0.94 | 6.2562 | 7.1962 | kWh
0.94 | 5.09 | 6.03 | kWh
0.94 | 5.1245 | 6.0645 | kWh
0.94 | 6.0222 | 6.9622 | kWh
0.94 | 8.2704 | 9.2104 | kWh
0.94 | 11.2802 | 12.2202 | kWh
0.94 | 14.4549 | 15.3949 | kWh
0.94 | 17.7361 | 18.6761 | kWh
0.94 | 21.1991 | 22.1391 | kWh
0.94 | 25.1191 | 26.0591 | kWh
0.94 | 28.8878 | 29.8278 | kWh
0.94 | 31.4065 | 32.3465 | kWh
0.94 | 32.7107 | 33.6507 | kWh
0.94 | 33.1482 | 34.0882 | kWh
0.94 | 32.561 | 33.501 | kWh
0.94 | 31.2065 | 32.1465 | kWh
0.94 | 29.3065 | 30.2465 | kWh
0.94 | 27.2091 | 28.1491 | kWh
0.94 | 24.2707 | 25.2107 | kWh
0.94 | 20.5017 | 21.4417 | kWh
0.94 | 16.5788 | 17.5188 | kWh
0.94 | 13.4014 | 14.3414 | kWh
0.94 | 10.7273 | 11.6673 | kWh
0.94 | 8.227 | 9.167 | kWh
0.94 | 6.2562 | 7.1962 | kWh
0.94 | 5.09 | 6.03 | kWh
0.94 | 5.1245 | 6.0645 | kWh
0.94 | 6.0222 | 6.9622 | kWh
0.94 | 8.2704 | 9.2104 | kWh
0.94 | 11.2802 | 12.2202 | kWh
0.94 | 14.4549 | 15.3949 | kWh
0.94 | 17.7361 | 18.6761 | kWh
0.94 | 21.1991 | 22.1391 | kWh
0.94 | 25.1191 | 26.0591 | kWh
0.94 | 28.8878 | 29.8278 | kWh
0.94 | 31.4065 | 32.3465 | kWh
0.94 | 32.7107 | 33.6507 | kWh
0.94 | 33.1482 | 34.0882 | kWh
0.94 | 32.561 | 33.501 | kWh
0.94 | 31.2065 | 32.1465 | kWh
0.94 | 23.1461 | 24.0861 | kWh
0.94 | 21.6894 | 22.6294 | kWh
0.94 | 19.9358 | 20.8758 | kWh
0.94 | 17.9945 | 18.9345 | kWh
0.94 | 14.4744 | 15.4144 | kWh
0.94 | 10.7976 | 11.7376 | kWh
7.3918 | 8.714 | 16.1057 | kWh
11.8268 | 8.1236 | 19.9504 | kWh
16.2619 | 10.0387 | 26.3005 | kWh
16.2619 | 14.8094 | 31.0713 | kWh
16.2619 | 16.9817 | 33.2435 | kWh
15.5227 | 18.4037 | 33.9264 | kWh
15.5227 | 19.8461 | 35.3688 | kWh
12.566 | 21.6026 | 34.1685 | kWh
11.8268 | 23.2891 | 35.1159 | kWh
15.5227 | 24.9711 | 40.4938 | kWh
19.9577 | 26.3319 | 46.2897 | kWh
19.9577 | 26.81 | 46.7678 | kWh
14.7835 | 26.3352 | 41.1187 | kWh
7.3918 | 23.279 | 30.6708 | kWh
0.94 | 22.4215 | 23.3615 | kWh
0.94 | 22.7541 | 23.6941 | kWh
0.94 | 23.3368 | 24.2768 | kWh
0.94 | 23.6162 | 24.5562 | kWh
0.94 | 23.1461 | 24.0861 | kWh
0.94 | 21.6894 | 22.6294 | kWh
0.94 | 19.9358 | 20.8758 | kWh
0.94 | 17.9945 | 18.9345 | kWh
0.94 | 14.4744 | 15.4144 | kWh
0.94 | 10.7976 | 11.7376 | kWh
7.3918 | 8.714 | 16.1057 | kWh
11.8268 | 8.1236 | 19.9504 | kWh
16.2619 | 10.0387 | 26.3005 | kWh
16.2619 | 14.8094 | 31.0713 | kWh
16.2619 | 16.9817 | 33.2435 | kWh
15.5227 | 18.4037 | 33.9264 | kWh
15.5227 | 19.8461 | 35.3688 | kWh
12.566 | 21.6026 | 34.1685 | kWh
11.8268 | 23.2891 | 35.1159 | kWh
15.5227 | 24.9711 | 40.4938 | kWh
19.9577 | 26.3319 | 46.2897 | kWh
19.9577 | 26.81 | 46.7678 | kWh
14.7835 | 26.3352 | 41.1187 | kWh
7.3918 | 23.279 | 30.6708 | kWh
0.94 | 22.4215 | 23.3615 | kWh
0.94 | 22.7541 | 23.6941 | kWh
0.94 | 23.3368 | 24.2768 | kWh
0.94 | 23.6162 | 24.5562 | kWh
0.94 | 23.1461 | 24.0861 | kWh
0.94 | 21.6894 | 22.6294 | kWh
0.94 | 19.9358 | 20.8758 | kWh
0.94 | 17.9945 | 18.9345 | kWh
0.94 | 14.4744 | 15.4144 | kWh
0.94 | 10.7976 | 11.7376 | kWh
7.3918 | 8.714 | 16.1057 | kWh
11.8268 | 8.1236 | 19.9504 | kWh
16.2619 | 10.0387 | 26.3005 | kWh
16.2619 | 14.8094 | 31.0713 | kWh
16.2619 | 16.9817 | 33.2435 | kWh
15.5227 | 18.4037 | 33.9264 | kWh
15.5227 | 19.8461 | 35.3688 | kWh
12.566 | 21.6026 | 34.1685 | kWh
11.8268 | 23.2891 | 35.1159 | kWh
15.5227 | 24.9711 | 40.4938 | kWh
19.9577 | 26.3319 | 46.2897 | kWh
19.9577 | 26.81 | 46.7678 | kWh
14.7835 | 26.3352 | 41.1187 | kWh
7.3918 | 23.279 | 30.6708 | kWh
0.94 | 22.4215 | 23.3615 | kWh
0.94 | 22.7541 | 23.6941 | kWh
0.94 | 23.3368 | 24.2768 | kWh
0.94 | 23.6162 | 24.5562 | kWh
0.94 | 23.1461 | 24.0861 | kWh
0.94 | 21.6894 | 22.6294 | kWh
0.94 | 19.9358 | 20.8758 | kWh
0.94 | 17.9945 | 18.9345 | kWh
0.94 | 14.4744 | 15.4144 | kWh
0.94 | 10.7976 | 11.7376 | kWh
7.3918 | 8.714 | 16.1057 | kWh
11.8268 | 8.1236 | 19.9504 | kWh
16.2619 | 10.0387 | 26.3005 | kWh
16.2619 | 14.8094 | 31.0713 | kWh
16.2619 | 16.9817 | 33.2435 | kWh
15.5227 | 18.4037 | 33.9264 | kWh
15.5227 | 19.8461 | 35.3688 | kWh
12.566 | 21.6026 | 34.1685 | kWh
11.8268 | 23.2891 | 35.1159 | kWh
15.5227 | 24.9711 | 40.4938 | kWh
19.9577 | 26.3319 | 46.2897 | kWh
19.9577 | 26.81 | 46.7678 | kWh
14.7835 | 26.3352 | 41.1187 | kWh
7.3918 | 23.279 | 30.6708 | kWh
0.94 | 22.4215 | 23.3615 | kWh
0.94 | 22.7541 | 23.6941 | kWh
0.94 | 23.3368 | 24.2768 | kWh
0.94 | 23.6162 | 24.5562 | kWh
0.94 | 23.1461 | 24.0861 | kWh
0.94 | 21.6894 | 22.6294 | kWh
0.94 | 19.9358 | 20.8758 | kWh
0.94 | 17.9945 | 18.9345 | kWh
0.94 | 14.4744 | 15.4144 | kWh
0.94 | 10.7976 | 11.7376 | kWh
7.3918 | 8.714 | 16.1057 | kWh
11.8268 | 8.1236 | 19.9504 | kWh
16.2619 | 10.0387 | 26.3005 | kWh
16.2619 | 14.8094 | 31.0713 | kWh
16.2619 | 16.9817 | 33.2435 | kWh
15.5227 | 18.4037 | 33.9264 | kWh
15.5227 | 19.8461 | 35.3688 | kWh
12.566 | 21.6026 | 34.1685 | kWh
11.8268 | 23.2891 | 35.1159 | kWh
15.5227 | 24.9711 | 40.4938 | kWh
19.9577 | 26.3319 | 46.2897 | kWh
19.9577 | 26.81 | 46.7678 | kWh
14.7835 | 26.3352 | 41.1187 | kWh
7.3918 | 23.279 | 30.6708 | kWh
0.94 | 22.4215 | 23.3615 | kWh
0.94 | 22.7541 | 23.6941 | kWh
0.94 | 23.3368 | 24.2768 | kWh
0.94 | 23.6162 | 24.5562 | kWh
0.94 | 29.3065 | 30.2465 | kWh
0.94 | 27.2091 | 28.1491 | kWh
0.94 | 24.2707 | 25.2107 | kWh
0.94 | 20.5017 | 21.4417 | kWh
0.94 | 16.5788 | 17.5188 | kWh
0.94 | 13.4014 | 14.3414 | kWh
0.94 | 10.7273 | 11.6673 | kWh
0.94 | 8.227 | 9.167 | kWh
0.94 | 6.2562 | 7.1962 | kWh
0.94 | 5.09 | 6.03 | kWh
0.94 | 5.1245 | 6.0645 | kWh
0.94 | 6.0222 | 6.9622 | kWh
0.94 | 8.2704 | 9.2104 | kWh
0.94 | 11.2802 | 12.2202 | kWh
0.94 | 14.4549 | 15.3949 | kWh
0.94 | 17.7361 | 18.6761 | kWh
0.94 | 21.1991 | 22.1391 | kWh
0.94 | 25.1191 | 26.0591 | kWh
0.94 | 28.8878 | 29.8278 | kWh
0.94 | 31.4065 | 32.3465 | kWh
0.94 | 32.7107 | 33.6507 | kWh
0.94 | 33.1482 | 34.0882 | kWh
0.94 | 32.561 | 33.501 | kWh
0.94 | 31.2065 | 32.1465 | kWh
0.94 | 29.3065 | 30.2465 | kWh
0.94 | 27.2091 | 28.1491 | kWh
0.94 | 24.2707 | 25.2107 | kWh
0.94 | 20.5017 | 21.4417 | kWh
0.94 | 16.5788 | 17.5188 | kWh
0.94 | 13.4014 | 14.3414 | kWh
0.94 | 10.7273 | 11.6673 | kWh
0.94 | 8.227 | 9.167 | kWh
0.94 | 6.2562 | 7.1962 | kWh
0.94 | 5.09 | 6.03 | kWh
0.94 | 5.1245 | 6.0645 | kWh
0.94 | 6.0222 | 6.9622 | kWh
0.94 | 8.2704 | 9.2104 | kWh
0.94 | 11.2802 | 12.2202 | kWh
0.94 | 14.4549 | 15.3949 | kWh
0.94 | 17.7361 | 18.6761 | kWh
0.94 | 21.1991 | 22.1391 | kWh
0.94 | 25.1191 | 26.0591 | kWh
0.94 | 28.8878 | 29.8278 | kWh
0.94 | 31.4065 | 32.3465 | kWh
0.94 | 32.7107 | 33.6507 | kWh
0.94 | 33.1482 | 34.0882 | kWh
0.94 | 32.561 | 33.501 | kWh
0.94 | 31.2065 | 32.1465 | kWh
0.94 | 23.1461 | 24.0861 | kWh
0.94 | 21.6894 | 22.6294 | kWh
0.94 | 19.9358 | 20.8758 | kWh
0.94 | 17.9945 | 18.9345 | kWh
0.94 | 14.4744 | 15.4144 | kWh
0.94 | 10.7976 | 11.7376 | kWh
7.3918 | 8.714 | 16.1057 | kWh
11.8268 | 8.1236 | 19.9504 | kWh
16.2619 | 10.0387 | 26.3005 | kWh
16.2619 | 14.8094 | 31.0713 | kWh
16.2619 | 16.9817 | 33.2435 | kWh
15.5227 | 18.4037 | 33.9264 | kWh
15.5227 | 19.8461 | 35.3688 | kWh
12.566 | 21.6026 | 34.1685 | kWh
11.8268 | 23.2891 | 35.1159 | kWh
15.5227 | 24.9711 | 40.4938 | kWh
19.9577 | 26.3319 | 46.2897 | kWh
19.9577 | 26.81 | 46.7678 | kWh
14.7835 | 26.3352 | 41.1187 | kWh
7.3918 | 23.279 | 30.6708 | kWh
0.94 | 22.4215 | 23.3615 | kWh
0.94 | 22.7541 | 23.6941 | kWh
0.94 | 23.3368 | 24.2768 | kWh
0.94 | 23.6162 | 24.5562 | kWh
0.94 | 23.1461 | 24.0861 | kWh
0.94 | 21.6894 | 22.6294 | kWh
0.94 | 19.9358 | 20.8758 | kWh
0.94 | 17.9945 | 18.9345 | kWh
0.94 | 14.4744 | 15.4144 | kWh
0.94 | 10.7976 | 11.7376 | kWh
7.3918 | 8.714 | 16.1057 | kWh
11.8268 | 8.1236 | 19.9504 | kWh
16.2619 | 10.0387 | 26.3005 | kWh
16.2619 | 14.8094 | 31.0713 | kWh
16.2619 | 16.9817 | 33.2435 | kWh
15.5227 | 18.4037 | 33.9264 | kWh
15.5227 | 19.8461 | 35.3688 | kWh
12.566 | 21.6026 | 34.1685 | kWh
11.8268 | 23.2891 | 35.1159 | kWh
15.5227 | 24.9711 | 40.4938 | kWh
19.9577 | 26.3319 | 46.2897 | kWh
19.9577 | 26.81 | 46.7678 | kWh
14.7835 | 26.3352 | 41.1187 | kWh
7.3918 | 23.279 | 30.6708 | kWh
0.94 | 22.4215 | 23.3615 | kWh
0.94 | 22.7541 | 23.6941 | kWh
0.94 | 23.3368 | 24.2768 | kWh
0.94 | 23.6162 | 24.5562 | kWh
0.94 | 23.1461 | 24.0861 | kWh
0.94 | 21.6894 | 22.6294 | kWh
0.94 | 19.9358 | 20.8758 | kWh
0.94 | 17.9945 | 18.9345 | kWh
0.94 | 14.4744 | 15.4144 | kWh
0.94 | 10.7976 | 11.7376 | kWh
7.3918 | 8.714 | 16.1057 | kWh
11.8268 | 8.1236 | 19.9504 | kWh
16.2619 | 10.0387 | 26.3005 | kWh
16.2619 | 14.8094 | 31.0713 | kWh
16.2619 | 16.9817 | 33.2435 | kWh
15.5227 | 18.4037 | 33.9264 | kWh
15.5227 | 19.8461 | 35.3688 | kWh
12.566 | 21.6026 | 34.1685 | kWh
11.8268 | 23.2891 | 35.1159 | kWh
15.5227 | 24.9711 | 40.4938 | kWh
19.9577 | 26.3319 | 46.2897 | kWh
19.9577 | 26.81 | 46.7678 | kWh
14.7835 | 26.3352 | 41.1187 | kWh
7.3918 | 23.279 | 30.6708 | kWh
0.94 | 22.4215 | 23.3615 | kWh
0.94 | 22.7541 | 23.6941 | kWh
0.94 | 23.3368 | 24.2768 | kWh
0.94 | 23.6162 | 24.5562 | kWh
0.94 | 23.1461 | 24.0861 | kWh
0.94 | 21.6894 | 22.6294 | kWh
0.94 | 19.9358 | 20.8758 | kWh
0.94 | 17.9945 | 18.9345 | kWh
0.94 | 14.4744 | 15.4144 | kWh
0.94 | 10.7976 | 11.7376 | kWh
7.3918 | 8.714 | 16.1057 | kWh
11.8268 | 8.1236 | 19.9504 | kWh
16.2619 | 10.0387 | 26.3005 | kWh
16.2619 | 14.8094 | 31.0713 | kWh
16.2619 | 16.9817 | 33.2435 | kWh
15.5227 | 18.4037 | 33.9264 | kWh
15.5227 | 19.8461 | 35.3688 | kWh
12.566 | 21.6026 | 34.1685 | kWh
11.8268 | 23.2891 | 35.1159 | kWh
15.5227 | 24.9711 | 40.4938 | kWh
19.9577 | 26.3319 | 46.2897 | kWh
19.9577 | 26.81 | 46.7678 | kWh
14.7835 | 26.3352 | 41.1187 | kWh
7.3918 | 23.279 | 30.6708 | kWh
0.94 | 22.4215 | 23.3615 | kWh
0.94 | 22.7541 | 23.6941 | kWh
0.94 | 23.3368 | 24.2768 | kWh
0.94 | 23.6162 | 24.5562 | kWh
0.94 | 23.1461 | 24.0861 | kWh
0.94 | 21.6894 | 22.6294 | kWh
0.94 | 19.9358 | 20.8758 | kWh
0.94 | 17.9945 | 18.9345 | kWh
0.94 | 14.4744 | 15.4144 | kWh
0.94 | 10.7976 | 11.7376 | kWh
7.3918 | 8.714 | 16.1057 | kWh
11.8268 | 8.1236 | 19.9504 | kWh
16.2619 | 10.0387 | 26.3005 | kWh
16.2619 | 14.8094 | 31.0713 | kWh
16.2619 | 16.9817 | 33.2435 | kWh
15.5227 | 18.4037 | 33.9264 | kWh
15.5227 | 19.8461 | 35.3688 | kWh
12.566 | 21.6026 | 34.1685 | kWh
11.8268 | 23.2891 | 35.1159 | kWh
15.5227 | 24.9711 | 40.4938 | kWh
19.9577 | 26.3319 | 46.2897 | kWh
19.9577 | 26.81 | 46.7678 | kWh
14.7835 | 26.3352 | 41.1187 | kWh
7.3918 | 23.279 | 30.6708 | kWh
0.94 | 22.4215 | 23.3615 | kWh
0.94 | 22.7541 | 23.6941 | kWh
0.94 | 23.3368 | 24.2768 | kWh
0.94 | 23.6162 | 24.5562 | kWh
0.94 | 29.3065 | 30.2465 | kWh
0.94 | 27.2091 | 28.1491 | kWh
0.94 | 24.2707 | 25.2107 | kWh
0.94 | 20.5017 | 21.4417 | kWh
0.94 | 16.5788 | 17.5188 | kWh
0.94 | 13.4014 | 14.3414 | kWh
0.94 | 10.7273 | 11.6673 | kWh
0.94 | 8.227 | 9.167 | kWh
0.94 | 6.2562 | 7.1962 | kWh
0.94 | 5.09 | 6.03 | kWh
0.94 | 5.1245 | 6.0645 | kWh
0.94 | 6.0222 | 6.9622 | kWh
0.94 | 8.2704 | 9.2104 | kWh
0.94 | 11.2802 | 12.2202 | kWh
0.94 | 14.4549 | 15.3949 | kWh
0.94 | 17.7361 | 18.6761 | kWh
0.94 | 21.1991 | 22.1391 | kWh
0.94 | 25.1191 | 26.0591 | kWh
0.94 | 28.8878 | 29.8278 | kWh
0.94 | 31.4065 | 32.3465 | kWh
0.94 | 32.7107 | 33.6507 | kWh
0.94 | 33.1482 | 34.0882 | kWh
0.94 | 32.561 | 33.501 | kWh
0.94 | 31.2065 | 32.1465 | kWh
0.94 | 29.3065 | 30.2465 | kWh
0.94 | 27.2091 | 28.1491 | kWh
0.94 | 24.2707 | 25.2107 | kWh
0.94 | 20.5017 | 21.4417 | kWh
0.94 | 16.5788 | 17.5188 | kWh
0.94 | 13.4014 | 14.3414 | kWh
0.94 | 10.7273 | 11.6673 | kWh
0.94 | 8.227 | 9.167 | kWh
0.94 | 6.2562 | 7.1962 | kWh
0.94 | 5.09 | 6.03 | kWh
0.94 | 5.1245 | 6.0645 | kWh
0.94 | 6.0222 | 6.9622 | kWh
0.94 | 8.2704 | 9.2104 | kWh
0.94 | 11.2802 | 12.2202 | kWh
0.94 | 14.4549 | 15.3949 | kWh
0.94 | 17.7361 | 18.6761 | kWh
0.94 | 21.1991 | 22.1391 | kWh
0.94 | 25.1191 | 26.0591 | kWh
0.94 | 28.8878 | 29.8278 | kWh
0.94 | 31.4065 | 32.3465 | kWh
0.94 | 32.7107 | 33.6507 | kWh
0.94 | 33.1482 | 34.0882 | kWh
0.94 | 32.561 | 33.501 | kWh
0.94 | 31.2065 | 32.1465 | kWh
0.94 | 23.1461 | 24.0861 | kWh
0.94 | 21.6894 | 22.6294 | kWh
0.94 | 19.9358 | 20.8758 | kWh
0.94 | 17.9945 | 18.9345 | kWh
0.94 | 14.4744 | 15.4144 | kWh
0.94 | 10.7976 | 11.7376 | kWh
7.3918 | 8.714 | 16.1057 | kWh
11.8268 | 8.1236 | 19.9504 | kWh
16.2619 | 10.0387 | 26.3005 | kWh
16.2619 | 14.8094 | 31.0713 | kWh
16.2619 | 16.9817 | 33.2435 | kWh
15.5227 | 18.4037 | 33.9264 | kWh
15.5227 | 19.8461 | 35.3688 | kWh
12.566 | 21.6026 | 34.1685 | kWh
11.8268 | 23.2891 | 35.1159 | kWh
15.5227 | 24.9711 | 40.4938 | kWh
19.9577 | 26.3319 | 46.2897 | kWh
19.9577 | 26.81 | 46.7678 | kWh
14.7835 | 26.3352 | 41.1187 | kWh
7.3918 | 23.279 | 30.6708 | kWh
0.94 | 22.4215 | 23.3615 | kWh
0.94 | 22.7541 | 23.6941 | kWh
0.94 | 23.3368 | 24.2768 | kWh
0.94 | 23.6162 | 24.5562 | kWh
0.94 | 23.1461 | 24.0861 | kWh
0.94 | 21.6894 | 22.6294 | kWh
0.94 | 19.9358 | 20.8758 | kWh
0.94 | 17.9945 | 18.9345 | kWh
0.94 | 14.4744 | 15.4144 | kWh
0.94 | 10.7976 | 11.7376 | kWh
7.3918 | 8.714 | 16.1057 | kWh
11.8268 | 8.1236 | 19.9504 | kWh
16.2619 | 10.0387 | 26.3005 | kWh
16.2619 | 14.8094 | 31.0713 | kWh
16.2619 | 16.9817 | 33.2435 | kWh
15.5227 | 18.4037 | 33.9264 | kWh
15.5227 | 19.8461 | 35.3688 | kWh
12.566 | 21.6026 | 34.1685 | kWh
11.8268 | 23.2891 | 35.1159 | kWh
15.5227 | 24.9711 | 40.4938 | kWh
19.9577 | 26.3319 | 46.2897 | kWh
19.9577 | 26.81 | 46.7678 | kWh
14.7835 | 26.3352 | 41.1187 | kWh
7.3918 | 23.279 | 30.6708 | kWh
0.94 | 22.4215 | 23.3615 | kWh
0.94 | 22.7541 | 23.6941 | kWh
0.94 | 23.3368 | 24.2768 | kWh
0.94 | 23.6162 | 24.5562 | kWh
0.94 | 23.1461 | 24.0861 | kWh
0.94 | 21.6894 | 22.6294 | kWh
0.94 | 19.9358 | 20.8758 | kWh
0.94 | 17.9945 | 18.9345 | kWh
0.94 | 14.4744 | 15.4144 | kWh
0.94 | 10.7976 | 11.7376 | kWh
7.3918 | 8.714 | 16.1057 | kWh
11.8268 | 8.1236 | 19.9504 | kWh
16.2619 | 10.0387 | 26.3005 | kWh
16.2619 | 14.8094 | 31.0713 | kWh
16.2619 | 16.9817 | 33.2435 | kWh
15.5227 | 18.4037 | 33.9264 | kWh
15.5227 | 19.8461 | 35.3688 | kWh
12.566 | 21.6026 | 34.1685 | kWh
11.8268 | 23.2891 | 35.1159 | kWh
15.5227 | 24.9711 | 40.4938 | kWh
19.9577 | 26.3319 | 46.2897 | kWh
19.9577 | 26.81 | 46.7678 | kWh
14.7835 | 26.3352 | 41.1187 | kWh
7.3918 | 23.279 | 30.6708 | kWh
0.94 | 22.4215 | 23.3615 | kWh
0.94 | 22.7541 | 23.6941 | kWh
0.94 | 23.3368 | 24.2768 | kWh
0.94 | 23.6162 | 24.5562 | kWh
0.94 | 23.1461 | 24.0861 | kWh
0.94 | 21.6894 | 22.6294 | kWh
0.94 | 19.9358 | 20.8758 | kWh
0.94 | 17.9945 | 18.9345 | kWh
0.94 | 14.4744 | 15.4144 | kWh
0.94 | 10.7976 | 11.7376 | kWh
7.3918 | 8.714 | 16.1057 | kWh
11.8268 | 8.1236 | 19.9504 | kWh
16.2619 | 10.0387 | 26.3005 | kWh
16.2619 | 14.8094 | 31.0713 | kWh
16.2619 | 16.9817 | 33.2435 | kWh
15.5227 | 18.4037 | 33.9264 | kWh
15.5227 | 19.8461 | 35.3688 | kWh
12.566 | 21.6026 | 34.1685 | kWh
11.8268 | 23.2891 | 35.1159 | kWh
15.5227 | 24.9711 | 40.4938 | kWh
19.9577 | 26.3319 | 46.2897 | kWh
19.9577 | 26.81 | 46.7678 | kWh
14.7835 | 26.3352 | 41.1187 | kWh
7.3918 | 23.279 | 30.6708 | kWh
0.94 | 22.4215 | 23.3615 | kWh
0.94 | 22.7541 | 23.6941 | kWh
0.94 | 23.3368 | 24.2768 | kWh
0.94 | 23.6162 | 24.5562 | kWh
0.94 | 23.1461 | 24.0861 | kWh
0.94 | 21.6894 | 22.6294 | kWh
0.94 | 19.9358 | 20.8758 | kWh
0.94 | 17.9945 | 18.9345 | kWh
0.94 | 14.4744 | 15.4144 | kWh
0.94 | 10.7976 | 11.7376 | kWh
7.3918 | 8.714 | 16.1057 | kWh
11.8268 | 8.1236 | 19.9504 | kWh
16.2619 | 10.0387 | 26.3005 | kWh
16.2619 | 14.8094 | 31.0713 | kWh
16.2619 | 16.9817 | 33.2435 | kWh
15.5227 | 18.4037 | 33.9264 | kWh
15.5227 | 19.8461 | 35.3688 | kWh
12.566 | 21.6026 | 34.1685 | kWh
11.8268 | 23.2891 | 35.1159 | kWh
15.5227 | 24.9711 | 40.4938 | kWh
19.9577 | 26.3319 | 46.2897 | kWh
19.9577 | 26.81 | 46.7678 | kWh
14.7835 | 26.3352 | 41.1187 | kWh
7.3918 | 23.279 | 30.6708 | kWh
0.94 | 22.4215 | 23.3615 | kWh
0.94 | 22.7541 | 23.6941 | kWh
0.94 | 23.3368 | 24.2768 | kWh
0.94 | 23.6162 | 24.5562 | kWh
0.94 | 29.3065 | 30.2465 | kWh
0.94 | 27.2091 | 28.1491 | kWh
0.94 | 24.2707 | 25.2107 | kWh
0.94 | 20.5017 | 21.4417 | kWh
0.94 | 16.5788 | 17.5188 | kWh
0.94 | 13.4014 | 14.3414 | kWh
0.94 | 10.7273 | 11.6673 | kWh
0.94 | 8.227 | 9.167 | kWh
0.94 | 6.2562 | 7.1962 | kWh
0.94 | 5.09 | 6.03 | kWh
0.94 | 5.1245 | 6.0645 | kWh
0.94 | 6.0222 | 6.9622 | kWh
0.94 | 8.2704 | 9.2104 | kWh
0.94 | 11.2802 | 12.2202 | kWh
0.94 | 14.4549 | 15.3949 | kWh
0.94 | 17.7361 | 18.6761 | kWh
0.94 | 21.1991 | 22.1391 | kWh
0.94 | 25.1191 | 26.0591 | kWh
0.94 | 28.8878 | 29.8278 | kWh
0.94 | 31.4065 | 32.3465 | kWh
0.94 | 32.7107 | 33.6507 | kWh
0.94 | 33.1482 | 34.0882 | kWh
0.94 | 32.561 | 33.501 | kWh
0.94 | 31.2065 | 32.1465 | kWh
0.94 | 29.3065 | 30.2465 | kWh
0.94 | 27.2091 | 28.1491 | kWh
0.94 | 24.2707 | 25.2107 | kWh
0.94 | 20.5017 | 21.4417 | kWh
0.94 | 16.5788 | 17.5188 | kWh
0.94 | 13.4014 | 14.3414 | kWh
0.94 | 10.7273 | 11.6673 | kWh
0.94 | 8.227 | 9.167 | kWh
0.94 | 6.2562 | 7.1962 | kWh
0.94 | 5.09 | 6.03 | kWh
0.94 | 5.1245 | 6.0645 | kWh
0.94 | 6.0222 | 6.9622 | kWh
0.94 | 8.2704 | 9.2104 | kWh
0.94 | 11.2802 | 12.2202 | kWh
0.94 | 14.4549 | 15.3949 | kWh
0.94 | 17.7361 | 18.6761 | kWh
0.94 | 21.1991 | 22.1391 | kWh
0.94 | 25.1191 | 26.0591 | kWh
0.94 | 28.8878 | 29.8278 | kWh
0.94 | 31.4065 | 32.3465 | kWh
0.94 | 32.7107 | 33.6507 | kWh
0.94 | 33.1482 | 34.0882 | kWh
0.94 | 32.561 | 33.501 | kWh
0.94 | 31.2065 | 32.1465 | kWh
0.94 | 23.1461 | 24.0861 | kWh
0.94 | 21.6894 | 22.6294 | kWh
0.94 | 19.9358 | 20.8758 | kWh
0.94 | 17.9945 | 18.9345 | kWh
0.94 | 14.4744 | 15.4144 | kWh
0.94 | 10.7976 | 11.7376 | kWh
7.3918 | 8.714 | 16.1057 | kWh
11.8268 | 8.1236 | 19.9504 | kWh
16.2619 | 10.0387 | 26.3005 | kWh
16.2619 | 14.8094 | 31.0713 | kWh
16.2619 | 16.9817 | 33.2435 | kWh
15.5227 | 18.4037 | 33.9264 | kWh
15.5227 | 19.8461 | 35.3688 | kWh
12.566 | 21.6026 | 34.1685 | kWh
11.8268 | 23.2891 | 35.1159 | kWh
15.5227 | 24.9711 | 40.4938 | kWh
19.9577 | 26.3319 | 46.2897 | kWh
19.9577 | 26.81 | 46.7678 | kWh
14.7835 | 26.3352 | 41.1187 | kWh
7.3918 | 23.279 | 30.6708 | kWh
0.94 | 22.4215 | 23.3615 | kWh
0.94 | 22.7541 | 23.6941 | kWh
0.94 | 23.3368 | 24.2768 | kWh
0.94 | 23.6162 | 24.5562 | kWh
0.94 | 23.1461 | 24.0861 | kWh
0.94 | 21.6894 | 22.6294 | kWh
0.94 | 19.9358 | 20.8758 | kWh
0.94 | 17.9945 | 18.9345 | kWh
0.94 | 14.4744 | 15.4144 | kWh
0.94 | 10.7976 | 11.7376 | kWh
7.3918 | 8.714 | 16.1057 | kWh
11.8268 | 8.1236 | 19.9504 | kWh
16.2619 | 10.0387 | 26.3005 | kWh
16.2619 | 14.8094 | 31.0713 | kWh
16.2619 | 16.9817 | 33.2435 | kWh
15.5227 | 18.4037 | 33.9264 | kWh
15.5227 | 19.8461 | 35.3688 | kWh
12.566 | 21.6026 | 34.1685 | kWh
11.8268 | 23.2891 | 35.1159 | kWh
15.5227 | 24.9711 | 40.4938 | kWh
19.9577 | 26.3319 | 46.2897 | kWh
19.9577 | 26.81 | 46.7678 | kWh
14.7835 | 26.3352 | 41.1187 | kWh
7.3918 | 23.279 | 30.6708 | kWh
0.94 | 22.4215 | 23.3615 | kWh
0.94 | 22.7541 | 23.6941 | kWh
0.94 | 23.3368 | 24.2768 | kWh
0.94 | 23.6162 | 24.5562 | kWh
0.94 | 23.1461 | 24.0861 | kWh
0.94 | 21.6894 | 22.6294 | kWh
0.94 | 19.9358 | 20.8758 | kWh
0.94 | 17.9945 | 18.9345 | kWh
0.94 | 14.4744 | 15.4144 | kWh
0.94 | 10.7976 | 11.7376 | kWh
7.3918 | 8.714 | 16.1057 | kWh
11.8268 | 8.1236 | 19.9504 | kWh
16.2619 | 10.0387 | 26.3005 | kWh
16.2619 | 14.8094 | 31.0713 | kWh
16.2619 | 16.9817 | 33.2435 | kWh
15.5227 | 18.4037 | 33.9264 | kWh
15.5227 | 19.8461 | 35.3688 | kWh
12.566 | 21.6026 | 34.1685 | kWh
11.8268 | 23.2891 | 35.1159 | kWh
15.5227 | 24.9711 | 40.4938 | kWh
19.9577 | 26.3319 | 46.2897 | kWh
19.9577 | 26.81 | 46.7678 | kWh
14.7835 | 26.3352 | 41.1187 | kWh
7.3918 | 23.279 | 30.6708 | kWh
0.94 | 22.4215 | 23.3615 | kWh
0.94 | 22.7541 | 23.6941 | kWh
0.94 | 23.3368 | 24.2768 | kWh
0.94 | 23.6162 | 24.5562 | kWh
0.94 | 23.1461 | 24.0861 | kWh
0.94 | 21.6894 | 22.6294 | kWh
0.94 | 19.9358 | 20.8758 | kWh
0.94 | 17.9945 | 18.9345 | kWh
0.94 | 14.4744 | 15.4144 | kWh
0.94 | 10.7976 | 11.7376 | kWh
7.3918 | 8.714 | 16.1057 | kWh
11.8268 | 8.1236 | 19.9504 | kWh
16.2619 | 10.0387 | 26.3005 | kWh
16.2619 | 14.8094 | 31.0713 | kWh
16.2619 | 16.9817 | 33.2435 | kWh
15.5227 | 18.4037 | 33.9264 | kWh
15.5227 | 19.8461 | 35.3688 | kWh
12.566 | 21.6026 | 34.1685 | kWh
11.8268 | 23.2891 | 35.1159 | kWh
15.5227 | 24.9711 | 40.4938 | kWh
19.9577 | 26.3319 | 46.2897 | kWh
19.9577 | 26.81 | 46.7678 | kWh
14.7835 | 26.3352 | 41.1187 | kWh
7.3918 | 23.279 | 30.6708 | kWh
0.94 | 22.4215 | 23.3615 | kWh
0.94 | 22.7541 | 23.6941 | kWh
0.94 | 23.3368 | 24.2768 | kWh
0.94 | 23.6162 | 24.5562 | kWh
0.94 | 23.1461 | 24.0861 | kWh
0.94 | 21.6894 | 22.6294 | kWh
0.94 | 19.9358 | 20.8758 | kWh
0.94 | 17.9945 | 18.9345 | kWh
0.94 | 14.4744 | 15.4144 | kWh
0.94 | 10.7976 | 11.7376 | kWh
7.3918 | 8.714 | 16.1057 | kWh
11.8268 | 8.1236 | 19.9504 | kWh
16.2619 | 10.0387 | 26.3005 | kWh
16.2619 | 14.8094 | 31.0713 | kWh
16.2619 | 16.9817 | 33.2435 | kWh
15.5227 | 18.4037 | 33.9264 | kWh
15.5227 | 19.8461 | 35.3688 | kWh
12.566 | 21.6026 | 34.1685 | kWh
11.8268 | 23.2891 | 35.1159 | kWh
15.5227 | 24.9711 | 40.4938 | kWh
19.9577 | 26.3319 | 46.2897 | kWh
19.9577 | 26.81 | 46.7678 | kWh
14.7835 | 26.3352 | 41.1187 | kWh
7.3918 | 23.279 | 30.6708 | kWh
0.94 | 22.4215 | 23.3615 | kWh
0.94 | 22.7541 | 23.6941 | kWh
0.94 | 23.3368 | 24.2768 | kWh
0.94 | 23.6162 | 24.5562 | kWh
0.94 | 29.3065 | 30.2465 | kWh
0.94 | 27.2091 | 28.1491 | kWh
0.94 | 24.2707 | 25.2107 | kWh
0.94 | 20.5017 | 21.4417 | kWh
0.94 | 16.5788 | 17.5188 | kWh
0.94 | 13.4014 | 14.3414 | kWh
0.94 | 10.7273 | 11.6673 | kWh
0.94 | 8.227 | 9.167 | kWh
0.94 | 6.2562 | 7.1962 | kWh
0.94 | 5.09 | 6.03 | kWh
0.94 | 5.1245 | 6.0645 | kWh
0.94 | 6.0222 | 6.9622 | kWh
0.94 | 8.2704 | 9.2104 | kWh
0.94 | 11.2802 | 12.2202 | kWh
0.94 | 14.4549 | 15.3949 | kWh
0.94 | 17.7361 | 18.6761 | kWh
0.94 | 21.1991 | 22.1391 | kWh
0.94 | 25.1191 | 26.0591 | kWh
0.94 | 28.8878 | 29.8278 | kWh
0.94 | 31.4065 | 32.3465 | kWh
0.94 | 32.7107 | 33.6507 | kWh
0.94 | 33.1482 | 34.0882 | kWh
0.94 | 32.561 | 33.501 | kWh
0.94 | 31.2065 | 32.1465 | kWh
0.94 | 29.3065 | 30.2465 | kWh
0.94 | 27.2091 | 28.1491 | kWh
0.94 | 24.2707 | 25.2107 | kWh
0.94 | 20.5017 | 21.4417 | kWh
0.94 | 16.5788 | 17.5188 | kWh
0.94 | 13.4014 | 14.3414 | kWh
0.94 | 10.7273 | 11.6673 | kWh
0.94 | 8.227 | 9.167 | kWh
0.94 | 6.2562 | 7.1962 | kWh
0.94 | 5.09 | 6.03 | kWh
0.94 | 5.1245 | 6.0645 | kWh
0.94 | 6.0222 | 6.9622 | kWh
0.94 | 8.2704 | 9.2104 | kWh
0.94 | 11.2802 | 12.2202 | kWh
0.94 | 14.4549 | 15.3949 | kWh
0.94 | 17.7361 | 18.6761 | kWh
0.94 | 21.1991 | 22.1391 | kWh
0.94 | 25.1191 | 26.0591 | kWh
0.94 | 28.8878 | 29.8278 | kWh
0.94 | 31.4065 | 32.3465 | kWh
0.94 | 32.7107 | 33.6507 | kWh
0.94 | 33.1482 | 34.0882 | kWh
0.94 | 32.561 | 33.501 | kWh
0.94 | 31.2065 | 32.1465 | kWh
0.94 | 23.1461 | 24.0861 | kWh
0.94 | 21.6894 | 22.6294 | kWh
0.94 | 19.9358 | 20.8758 | kWh
0.94 | 17.9945 | 18.9345 | kWh
0.94 | 14.4744 | 15.4144 | kWh
0.94 | 10.7976 | 11.7376 | kWh
7.3918 | 8.714 | 16.1057 | kWh
11.8268 | 8.1236 | 19.9504 | kWh
16.2619 | 10.0387 | 26.3005 | kWh
16.2619 | 14.8094 | 31.0713 | kWh
16.2619 | 16.9817 | 33.2435 | kWh
15.5227 | 18.4037 | 33.9264 | kWh
15.5227 | 19.8461 | 35.3688 | kWh
12.566 | 21.6026 | 34.1685 | kWh
11.8268 | 23.2891 | 35.1159 | kWh
15.5227 | 24.9711 | 40.4938 | kWh
19.9577 | 26.3319 | 46.2897 | kWh
19.9577 | 26.81 | 46.7678 | kWh
14.7835 | 26.3352 | 41.1187 | kWh
7.3918 | 23.279 | 30.6708 | kWh
0.94 | 22.4215 | 23.3615 | kWh
0.94 | 22.7541 | 23.6941 | kWh
0.94 | 23.3368 | 24.2768 | kWh
0.94 | 23.6162 | 24.5562 | kWh
0.94 | 23.1461 | 24.0861 | kWh
0.94 | 21.6894 | 22.6294 | kWh
0.94 | 19.9358 | 20.8758 | kWh
0.94 | 17.9945 | 18.9345 | kWh
0.94 | 14.4744 | 15.4144 | kWh
0.94 | 10.7976 | 11.7376 | kWh
7.3918 | 8.714 | 16.1057 | kWh
11.8268 | 8.1236 | 19.9504 | kWh
16.2619 | 10.0387 | 26.3005 | kWh
16.2619 | 14.8094 | 31.0713 | kWh
16.2619 | 16.9817 | 33.2435 | kWh
15.5227 | 18.4037 | 33.9264 | kWh
15.5227 | 19.8461 | 35.3688 | kWh
12.566 | 21.6026 | 34.1685 | kWh
11.8268 | 23.2891 | 35.1159 | kWh
15.5227 | 24.9711 | 40.4938 | kWh
19.9577 | 26.3319 | 46.2897 | kWh
19.9577 | 26.81 | 46.7678 | kWh
14.7835 | 26.3352 | 41.1187 | kWh
7.3918 | 23.279 | 30.6708 | kWh
0.94 | 22.4215 | 23.3615 | kWh
0.94 | 22.7541 | 23.6941 | kWh
0.94 | 23.3368 | 24.2768 | kWh
0.94 | 23.6162 | 24.5562 | kWh
0.94 | 23.1461 | 24.0861 | kWh
0.94 | 21.6894 | 22.6294 | kWh
0.94 | 19.9358 | 20.8758 | kWh
0.94 | 17.9945 | 18.9345 | kWh
0.94 | 14.4744 | 15.4144 | kWh
0.94 | 10.7976 | 11.7376 | kWh
7.3918 | 8.714 | 16.1057 | kWh
11.8268 | 8.1236 | 19.9504 | kWh
16.2619 | 10.0387 | 26.3005 | kWh
16.2619 | 14.8094 | 31.0713 | kWh
16.2619 | 16.9817 | 33.2435 | kWh
15.5227 | 18.4037 | 33.9264 | kWh
15.5227 | 19.8461 | 35.3688 | kWh
12.566 | 21.6026 | 34.1685 | kWh
11.8268 | 23.2891 | 35.1159 | kWh
15.5227 | 24.9711 | 40.4938 | kWh
19.9577 | 26.3319 | 46.2897 | kWh
19.9577 | 26.81 | 46.7678 | kWh
14.7835 | 26.3352 | 41.1187 | kWh
7.3918 | 23.279 | 30.6708 | kWh
0.94 | 22.4215 | 23.3615 | kWh
0.94 | 22.7541 | 23.6941 | kWh
0.94 | 23.3368 | 24.2768 | kWh
0.94 | 23.6162 | 24.5562 | kWh
0.94 | 23.1461 | 24.0861 | kWh
0.94 | 21.6894 | 22.6294 | kWh
0.94 | 19.9358 | 20.8758 | kWh
0.94 | 17.9945 | 18.9345 | kWh
0.94 | 14.4744 | 15.4144 | kWh
0.94 | 10.7976 | 11.7376 | kWh
7.3918 | 8.714 | 16.1057 | kWh
11.8268 | 8.1236 | 19.9504 | kWh
16.2619 | 10.0387 | 26.3005 | kWh
16.2619 | 14.8094 | 31.0713 | kWh
16.2619 | 16.9817 | 33.2435 | kWh
15.5227 | 18.4037 | 33.9264 | kWh
15.5227 | 19.8461 | 35.3688 | kWh
12.566 | 21.6026 | 34.1685 | kWh
11.8268 | 23.2891 | 35.1159 | kWh
15.5227 | 24.9711 | 40.4938 | kWh
19.9577 | 26.3319 | 46.2897 | kWh
19.9577 | 26.81 | 46.7678 | kWh
14.7835 | 26.3352 | 41.1187 | kWh
7.3918 | 23.279 | 30.6708 | kWh
0.94 | 22.4215 | 23.3615 | kWh
0.94 | 22.7541 | 23.6941 | kWh
0.94 | 23.3368 | 24.2768 | kWh
0.94 | 23.6162 | 24.5562 | kWh
0.94 | 23.1461 | 24.0861 | kWh
0.94 | 21.6894 | 22.6294 | kWh
0.94 | 19.9358 | 20.8758 | kWh
0.94 | 17.9945 | 18.9345 | kWh
0.94 | 14.4744 | 15.4144 | kWh
0.94 | 10.7976 | 11.7376 | kWh
7.3918 | 8.714 | 16.1057 | kWh
11.8268 | 8.1236 | 19.9504 | kWh
16.2619 | 10.0387 | 26.3005 | kWh
16.2619 | 14.8094 | 31.0713 | kWh
16.2619 | 16.9817 | 33.2435 | kWh
15.5227 | 18.4037 | 33.9264 | kWh
15.5227 | 19.8461 | 35.3688 | kWh
12.566 | 21.6026 | 34.1685 | kWh
11.8268 | 23.2891 | 35.1159 | kWh
15.5227 | 24.9711 | 40.4938 | kWh
19.9577 | 26.3319 | 46.2897 | kWh
19.9577 | 26.81 | 46.7678 | kWh
14.7835 | 26.3352 | 41.1187 | kWh
7.3918 | 23.279 | 30.6708 | kWh
0.94 | 22.4215 | 23.3615 | kWh
0.94 | 22.7541 | 23.6941 | kWh
0.94 | 23.3368 | 24.2768 | kWh
0.94 | 23.6162 | 24.5562 | kWh
0.94 | 29.3065 | 30.2465 | kWh
0.94 | 27.2091 | 28.1491 | kWh
0.94 | 24.2707 | 25.2107 | kWh
0.94 | 20.5017 | 21.4417 | kWh
0.94 | 16.5788 | 17.5188 | kWh
0.94 | 13.4014 | 14.3414 | kWh
0.94 | 10.7273 | 11.6673 | kWh
0.94 | 8.227 | 9.167 | kWh
0.94 | 6.2562 | 7.1962 | kWh
0.94 | 5.09 | 6.03 | kWh
0.94 | 5.1245 | 6.0645 | kWh
0.94 | 6.0222 | 6.9622 | kWh
0.94 | 8.2704 | 9.2104 | kWh
0.94 | 11.2802 | 12.2202 | kWh
0.94 | 14.4549 | 15.3949 | kWh
0.94 | 17.7361 | 18.6761 | kWh
0.94 | 21.1991 | 22.1391 | kWh
0.94 | 25.1191 | 26.0591 | kWh
0.94 | 28.8878 | 29.8278 | kWh
0.94 | 31.4065 | 32.3465 | kWh
0.94 | 32.7107 | 33.6507 | kWh
0.94 | 33.1482 | 34.0882 | kWh
0.94 | 32.561 | 33.501 | kWh
0.94 | 31.2065 | 32.1465 | kWh
0.94 | 29.3065 | 30.2465 | kWh
0.94 | 27.2091 | 28.1491 | kWh
0.94 | 24.2707 | 25.2107 | kWh
0.94 | 20.5017 | 21.4417 | kWh
0.94 | 16.5788 | 17.5188 | kWh
0.94 | 13.4014 | 14.3414 | kWh
0.94 | 10.7273 | 11.6673 | kWh
0.94 | 8.227 | 9.167 | kWh
0.94 | 6.2562 | 7.1962 | kWh
0.94 | 5.09 | 6.03 | kWh
0.94 | 5.1245 | 6.0645 | kWh
0.94 | 6.0222 | 6.9622 | kWh
0.94 | 8.2704 | 9.2104 | kWh
0.94 | 11.2802 | 12.2202 | kWh
0.94 | 14.4549 | 15.3949 | kWh
0.94 | 17.7361 | 18.6761 | kWh
0.94 | 21.1991 | 22.1391 | kWh
0.94 | 25.1191 | 26.0591 | kWh
0.94 | 28.8878 | 29.8278 | kWh
0.94 | 31.4065 | 32.3465 | kWh
0.94 | 32.7107 | 33.6507 | kWh
0.94 | 33.1482 | 34.0882 | kWh
0.94 | 32.561 | 33.501 | kWh
0.94 | 31.2065 | 32.1465 | kWh
0.94 | 23.1461 | 24.0861 | kWh
0.94 | 21.6894 | 22.6294 | kWh
0.94 | 19.9358 | 20.8758 | kWh
0.94 | 17.9945 | 18.9345 | kWh
0.94 | 14.4744 | 15.4144 | kWh
0.94 | 10.7976 | 11.7376 | kWh
7.3918 | 8.714 | 16.1057 | kWh
11.8268 | 8.1236 | 19.9504 | kWh
16.2619 | 10.0387 | 26.3005 | kWh
16.2619 | 14.8094 | 31.0713 | kWh
16.2619 | 16.9817 | 33.2435 | kWh
15.5227 | 18.4037 | 33.9264 | kWh
15.5227 | 19.8461 | 35.3688 | kWh
12.566 | 21.6026 | 34.1685 | kWh
11.8268 | 23.2891 | 35.1159 | kWh
15.5227 | 24.9711 | 40.4938 | kWh
19.9577 | 26.3319 | 46.2897 | kWh
19.9577 | 26.81 | 46.7678 | kWh
14.7835 | 26.3352 | 41.1187 | kWh
7.3918 | 23.279 | 30.6708 | kWh
0.94 | 22.4215 | 23.3615 | kWh
0.94 | 22.7541 | 23.6941 | kWh
0.94 | 23.3368 | 24.2768 | kWh
0.94 | 23.6162 | 24.5562 | kWh
0.94 | 23.1461 | 24.0861 | kWh
0.94 | 21.6894 | 22.6294 | kWh
0.94 | 19.9358 | 20.8758 | kWh
0.94 | 17.9945 | 18.9345 | kWh
0.94 | 14.4744 | 15.4144 | kWh
0.94 | 10.7976 | 11.7376 | kWh
7.3918 | 8.714 | 16.1057 | kWh
11.8268 | 8.1236 | 19.9504 | kWh
16.2619 | 10.0387 | 26.3005 | kWh
16.2619 | 14.8094 | 31.0713 | kWh
16.2619 | 16.9817 | 33.2435 | kWh
15.5227 | 18.4037 | 33.9264 | kWh
15.5227 | 19.8461 | 35.3688 | kWh
12.566 | 21.6026 | 34.1685 | kWh
11.8268 | 23.2891 | 35.1159 | kWh
15.5227 | 24.9711 | 40.4938 | kWh
19.9577 | 26.3319 | 46.2897 | kWh
19.9577 | 26.81 | 46.7678 | kWh
14.7835 | 26.3352 | 41.1187 | kWh
7.3918 | 23.279 | 30.6708 | kWh
0.94 | 22.4215 | 23.3615 | kWh
0.94 | 22.7541 | 23.6941 | kWh
0.94 | 23.3368 | 24.2768 | kWh
0.94 | 23.6162 | 24.5562 | kWh
0.94 | 23.1461 | 24.0861 | kWh
0.94 | 21.6894 | 22.6294 | kWh
0.94 | 19.9358 | 20.8758 | kWh
0.94 | 17.9945 | 18.9345 | kWh
0.94 | 14.4744 | 15.4144 | kWh
0.94 | 10.7976 | 11.7376 | kWh
7.3918 | 8.714 | 16.1057 | kWh
11.8268 | 8.1236 | 19.9504 | kWh
16.2619 | 10.0387 | 26.3005 | kWh
16.2619 | 14.8094 | 31.0713 | kWh
16.2619 | 16.9817 | 33.2435 | kWh
15.5227 | 18.4037 | 33.9264 | kWh
15.5227 | 19.8461 | 35.3688 | kWh
12.566 | 21.6026 | 34.1685 | kWh
11.8268 | 23.2891 | 35.1159 | kWh
15.5227 | 24.9711 | 40.4938 | kWh
19.9577 | 26.3319 | 46.2897 | kWh
19.9577 | 26.81 | 46.7678 | kWh
14.7835 | 26.3352 | 41.1187 | kWh
7.3918 | 23.279 | 30.6708 | kWh
0.94 | 22.4215 | 23.3615 | kWh
0.94 | 22.7541 | 23.6941 | kWh
0.94 | 23.3368 | 24.2768 | kWh
0.94 | 23.6162 | 24.5562 | kWh
0.94 | 23.1461 | 24.0861 | kWh
0.94 | 21.6894 | 22.6294 | kWh
0.94 | 19.9358 | 20.8758 | kWh
0.94 | 17.9945 | 18.9345 | kWh
0.94 | 14.4744 | 15.4144 | kWh
0.94 | 10.7976 | 11.7376 | kWh
7.3918 | 8.714 | 16.1057 | kWh
11.8268 | 8.1236 | 19.9504 | kWh
16.2619 | 10.0387 | 26.3005 | kWh
16.2619 | 14.8094 | 31.0713 | kWh
16.2619 | 16.9817 | 33.2435 | kWh
15.5227 | 18.4037 | 33.9264 | kWh
15.5227 | 19.8461 | 35.3688 | kWh
12.566 | 21.6026 | 34.1685 | kWh
11.8268 | 23.2891 | 35.1159 | kWh
15.5227 | 24.9711 | 40.4938 | kWh
19.9577 | 26.3319 | 46.2897 | kWh
19.9577 | 26.81 | 46.7678 | kWh
14.7835 | 26.3352 | 41.1187 | kWh
7.3918 | 23.279 | 30.6708 | kWh
0.94 | 22.4215 | 23.3615 | kWh
0.94 | 22.7541 | 23.6941 | kWh
0.94 | 23.3368 | 24.2768 | kWh
0.94 | 23.6162 | 24.5562 | kWh
0.94 | 23.1461 | 24.0861 | kWh
0.94 | 21.6894 | 22.6294 | kWh
0.94 | 19.9358 | 20.8758 | kWh
0.94 | 17.9945 | 18.9345 | kWh
0.94 | 14.4744 | 15.4144 | kWh
0.94 | 10.7976 | 11.7376 | kWh
7.3918 | 8.714 | 16.1057 | kWh
11.8268 | 8.1236 | 19.9504 | kWh
16.2619 | 10.0387 | 26.3005 | kWh
16.2619 | 14.8094 | 31.0713 | kWh
16.2619 | 16.9817 | 33.2435 | kWh
15.5227 | 18.4037 | 33.9264 | kWh
15.5227 | 19.8461 | 35.3688 | kWh
12.566 | 21.6026 | 34.1685 | kWh
11.8268 | 23.2891 | 35.1159 | kWh
15.5227 | 24.9711 | 40.4938 | kWh
19.9577 | 26.3319 | 46.2897 | kWh
19.9577 | 26.81 | 46.7678 | kWh
14.7835 | 26.3352 | 41.1187 | kWh
7.3918 | 23.279 | 30.6708 | kWh
0.94 | 22.4215 | 23.3615 | kWh
0.94 | 22.7541 | 23.6941 | kWh
0.94 | 23.3368 | 24.2768 | kWh
0.94 | 23.6162 | 24.5562 | kWh
0.94 | 29.3065 | 30.2465 | kWh
0.94 | 27.2091 | 28.1491 | kWh
0.94 | 24.2707 | 25.2107 | kWh
0.94 | 20.5017 | 21.4417 | kWh
0.94 | 16.5788 | 17.5188 | kWh
0.94 | 13.4014 | 14.3414 | kWh
0.94 | 10.7273 | 11.6673 | kWh
0.94 | 8.227 | 9.167 | kWh
0.94 | 6.2562 | 7.1962 | kWh
0.94 | 5.09 | 6.03 | kWh
0.94 | 5.1245 | 6.0645 | kWh
0.94 | 6.0222 | 6.9622 | kWh
0.94 | 8.2704 | 9.2104 | kWh
0.94 | 11.2802 | 12.2202 | kWh
0.94 | 14.4549 | 15.3949 | kWh
0.94 | 17.7361 | 18.6761 | kWh
0.94 | 21.1991 | 22.1391 | kWh
0.94 | 25.1191 | 26.0591 | kWh
0.94 | 28.8878 | 29.8278 | kWh
0.94 | 31.4065 | 32.3465 | kWh
0.94 | 32.7107 | 33.6507 | kWh
0.94 | 33.1482 | 34.0882 | kWh
0.94 | 32.561 | 33.501 | kWh
0.94 | 31.2065 | 32.1465 | kWh
0.94 | 29.3065 | 30.2465 | kWh
0.94 | 27.2091 | 28.1491 | kWh
0.94 | 24.2707 | 25.2107 | kWh
0.94 | 20.5017 | 21.4417 | kWh
0.94 | 16.5788 | 17.5188 | kWh
0.94 | 13.4014 | 14.3414 | kWh
0.94 | 10.7273 | 11.6673 | kWh
0.94 | 8.227 | 9.167 | kWh
0.94 | 6.2562 | 7.1962 | kWh
0.94 | 5.09 | 6.03 | kWh
0.94 | 5.1245 | 6.0645 | kWh
0.94 | 6.0222 | 6.9622 | kWh
0.94 | 8.2704 | 9.2104 | kWh
0.94 | 11.2802 | 12.2202 | kWh
0.94 | 14.4549 | 15.3949 | kWh
0.94 | 17.7361 | 18.6761 | kWh
0.94 | 21.1991 | 22.1391 | kWh
0.94 | 25.1191 | 26.0591 | kWh
0.94 | 28.8878 | 29.8278 | kWh
0.94 | 31.4065 | 32.3465 | kWh
0.94 | 32.7107 | 33.6507 | kWh
0.94 | 33.1482 | 34.0882 | kWh
0.94 | 32.561 | 33.501 | kWh
0.94 | 31.2065 | 32.1465 | kWh
0.94 | 23.1461 | 24.0861 | kWh
0.94 | 21.6894 | 22.6294 | kWh
0.94 | 19.9358 | 20.8758 | kWh
0.94 | 17.9945 | 18.9345 | kWh
0.94 | 14.4744 | 15.4144 | kWh
0.94 | 10.7976 | 11.7376 | kWh
7.3918 | 8.714 | 16.1057 | kWh
11.8268 | 8.1236 | 19.9504 | kWh
16.2619 | 10.0387 | 26.3005 | kWh
16.2619 | 14.8094 | 31.0713 | kWh
16.2619 | 16.9817 | 33.2435 | kWh
15.5227 | 18.4037 | 33.9264 | kWh
15.5227 | 19.8461 | 35.3688 | kWh
12.566 | 21.6026 | 34.1685 | kWh
11.8268 | 23.2891 | 35.1159 | kWh
15.5227 | 24.9711 | 40.4938 | kWh
19.9577 | 26.3319 | 46.2897 | kWh
19.9577 | 26.81 | 46.7678 | kWh
14.7835 | 26.3352 | 41.1187 | kWh
7.3918 | 23.279 | 30.6708 | kWh
0.94 | 22.4215 | 23.3615 | kWh
0.94 | 22.7541 | 23.6941 | kWh
0.94 | 23.3368 | 24.2768 | kWh
0.94 | 23.6162 | 24.5562 | kWh
0.94 | 23.1461 | 24.0861 | kWh
0.94 | 21.6894 | 22.6294 | kWh
0.94 | 19.9358 | 20.8758 | kWh
0.94 | 17.9945 | 18.9345 | kWh
0.94 | 14.4744 | 15.4144 | kWh
0.94 | 10.7976 | 11.7376 | kWh
7.3918 | 8.714 | 16.1057 | kWh
11.8268 | 8.1236 | 19.9504 | kWh
16.2619 | 10.0387 | 26.3005 | kWh
16.2619 | 14.8094 | 31.0713 | kWh
16.2619 | 16.9817 | 33.2435 | kWh
15.5227 | 18.4037 | 33.9264 | kWh
15.5227 | 19.8461 | 35.3688 | kWh
12.566 | 21.6026 | 34.1685 | kWh
11.8268 | 23.2891 | 35.1159 | kWh
15.5227 | 24.9711 | 40.4938 | kWh
19.9577 | 26.3319 | 46.2897 | kWh
19.9577 | 26.81 | 46.7678 | kWh
14.7835 | 26.3352 | 41.1187 | kWh
7.3918 | 23.279 | 30.6708 | kWh
0.94 | 22.4215 | 23.3615 | kWh
0.94 | 22.7541 | 23.6941 | kWh
0.94 | 23.3368 | 24.2768 | kWh
0.94 | 23.6162 | 24.5562 | kWh
0.94 | 23.1461 | 24.0861 | kWh
0.94 | 21.6894 | 22.6294 | kWh
0.94 | 19.9358 | 20.8758 | kWh
0.94 | 17.9945 | 18.9345 | kWh
0.94 | 14.4744 | 15.4144 | kWh
0.94 | 10.7976 | 11.7376 | kWh
7.3918 | 8.714 | 16.1057 | kWh
11.8268 | 8.1236 | 19.9504 | kWh
16.2619 | 10.0387 | 26.3005 | kWh
16.2619 | 14.8094 | 31.0713 | kWh
16.2619 | 16.9817 | 33.2435 | kWh
15.5227 | 18.4037 | 33.9264 | kWh
15.5227 | 19.8461 | 35.3688 | kWh
12.566 | 21.6026 | 34.1685 | kWh
11.8268 | 23.2891 | 35.1159 | kWh
15.5227 | 24.9711 | 40.4938 | kWh
19.9577 | 26.3319 | 46.2897 | kWh
19.9577 | 26.81 | 46.7678 | kWh
14.7835 | 26.3352 | 41.1187 | kWh
7.3918 | 23.279 | 30.6708 | kWh
0.94 | 22.4215 | 23.3615 | kWh
0.94 | 22.7541 | 23.6941 | kWh
0.94 | 23.3368 | 24.2768 | kWh
0.94 | 23.6162 | 24.5562 | kWh
0.94 | 23.1461 | 24.0861 | kWh
0.94 | 21.6894 | 22.6294 | kWh
0.94 | 19.9358 | 20.8758 | kWh
0.94 | 17.9945 | 18.9345 | kWh
0.94 | 14.4744 | 15.4144 | kWh
0.94 | 10.7976 | 11.7376 | kWh
7.3918 | 8.714 | 16.1057 | kWh
11.8268 | 8.1236 | 19.9504 | kWh
16.2619 | 10.0387 | 26.3005 | kWh
16.2619 | 14.8094 | 31.0713 | kWh
16.2619 | 16.9817 | 33.2435 | kWh
15.5227 | 18.4037 | 33.9264 | kWh
15.5227 | 19.8461 | 35.3688 | kWh
12.566 | 21.6026 | 34.1685 | kWh
11.8268 | 23.2891 | 35.1159 | kWh
15.5227 | 24.9711 | 40.4938 | kWh
19.9577 | 26.3319 | 46.2897 | kWh
19.9577 | 26.81 | 46.7678 | kWh
14.7835 | 26.3352 | 41.1187 | kWh
7.3918 | 23.279 | 30.6708 | kWh
0.94 | 22.4215 | 23.3615 | kWh
0.94 | 22.7541 | 23.6941 | kWh
0.94 | 23.3368 | 24.2768 | kWh
0.94 | 23.6162 | 24.5562 | kWh
0.94 | 23.1461 | 24.0861 | kWh
0.94 | 21.6894 | 22.6294 | kWh
0.94 | 19.9358 | 20.8758 | kWh
0.94 | 17.9945 | 18.9345 | kWh
0.94 | 14.4744 | 15.4144 | kWh
0.94 | 10.7976 | 11.7376 | kWh
7.3918 | 8.714 | 16.1057 | kWh
11.8268 | 8.1236 | 19.9504 | kWh
16.2619 | 10.0387 | 26.3005 | kWh
16.2619 | 14.8094 | 31.0713 | kWh
16.2619 | 16.9817 | 33.2435 | kWh
15.5227 | 18.4037 | 33.9264 | kWh
15.5227 | 19.8461 | 35.3688 | kWh
12.566 | 21.6026 | 34.1685 | kWh
11.8268 | 23.2891 | 35.1159 | kWh
15.5227 | 24.9711 | 40.4938 | kWh
19.9577 | 26.3319 | 46.2897 | kWh
19.9577 | 26.81 | 46.7678 | kWh
14.7835 | 26.3352 | 41.1187 | kWh
7.3918 | 23.279 | 30.6708 | kWh
0.94 | 22.4215 | 23.3615 | kWh
0.94 | 22.7541 | 23.6941 | kWh
0.94 | 23.3368 | 24.2768 | kWh
0.94 | 23.6162 | 24.5562 | kWh
0.94 | 29.3065 | 30.2465 | kWh
0.94 | 27.2091 | 28.1491 | kWh
0.94 | 24.2707 | 25.2107 | kWh
0.94 | 20.5017 | 21.4417 | kWh
0.94 | 16.5788 | 17.5188 | kWh
0.94 | 13.4014 | 14.3414 | kWh
0.94 | 10.7273 | 11.6673 | kWh
0.94 | 8.227 | 9.167 | kWh
0.94 | 6.2562 | 7.1962 | kWh
0.94 | 5.09 | 6.03 | kWh
0.94 | 5.1245 | 6.0645 | kWh
0.94 | 6.0222 | 6.9622 | kWh
0.94 | 8.2704 | 9.2104 | kWh
0.94 | 11.2802 | 12.2202 | kWh
0.94 | 14.4549 | 15.3949 | kWh
0.94 | 17.7361 | 18.6761 | kWh
0.94 | 21.1991 | 22.1391 | kWh
0.94 | 25.1191 | 26.0591 | kWh
0.94 | 28.8878 | 29.8278 | kWh
0.94 | 31.4065 | 32.3465 | kWh
0.94 | 32.7107 | 33.6507 | kWh
0.94 | 33.1482 | 34.0882 | kWh
0.94 | 32.561 | 33.501 | kWh
0.94 | 31.2065 | 32.1465 | kWh
0.94 | 29.3065 | 30.2465 | kWh
0.94 | 27.2091 | 28.1491 | kWh
0.94 | 24.2707 | 25.2107 | kWh
0.94 | 20.5017 | 21.4417 | kWh
0.94 | 16.5788 | 17.5188 | kWh
0.94 | 13.4014 | 14.3414 | kWh
0.94 | 10.7273 | 11.6673 | kWh
0.94 | 8.227 | 9.167 | kWh
0.94 | 6.2562 | 7.1962 | kWh
0.94 | 5.09 | 6.03 | kWh
0.94 | 5.1245 | 6.0645 | kWh
0.94 | 6.0222 | 6.9622 | kWh
0.94 | 8.2704 | 9.2104 | kWh
0.94 | 11.2802 | 12.2202 | kWh
0.94 | 14.4549 | 15.3949 | kWh
0.94 | 17.7361 | 18.6761 | kWh
0.94 | 21.1991 | 22.1391 | kWh
0.94 | 25.1191 | 26.0591 | kWh
0.94 | 28.8878 | 29.8278 | kWh
0.94 | 31.4065 | 32.3465 | kWh
0.94 | 32.7107 | 33.6507 | kWh
0.94 | 33.1482 | 34.0882 | kWh
0.94 | 32.561 | 33.501 | kWh
0.94 | 31.2065 | 32.1465 | kWh
0.94 | 23.1461 | 24.0861 | kWh
0.94 | 21.6894 | 22.6294 | kWh
0.94 | 19.9358 | 20.8758 | kWh
0.94 | 17.9945 | 18.9345 | kWh
0.94 | 14.4744 | 15.4144 | kWh
0.94 | 10.7976 | 11.7376 | kWh
7.3918 | 8.714 | 16.1057 | kWh
11.8268 | 8.1236 | 19.9504 | kWh
16.2619 | 10.0387 | 26.3005 | kWh
16.2619 | 14.8094 | 31.0713 | kWh
16.2619 | 16.9817 | 33.2435 | kWh
15.5227 | 18.4037 | 33.9264 | kWh
15.5227 | 19.8461 | 35.3688 | kWh
12.566 | 21.6026 | 34.1685 | kWh
11.8268 | 23.2891 | 35.1159 | kWh
15.5227 | 24.9711 | 40.4938 | kWh
19.9577 | 26.3319 | 46.2897 | kWh
19.9577 | 26.81 | 46.7678 | kWh
14.7835 | 26.3352 | 41.1187 | kWh
7.3918 | 23.279 | 30.6708 | kWh
0.94 | 22.4215 | 23.3615 | kWh
0.94 | 22.7541 | 23.6941 | kWh
0.94 | 23.3368 | 24.2768 | kWh
0.94 | 23.6162 | 24.5562 | kWh
0.94 | 23.1461 | 24.0861 | kWh
0.94 | 21.6894 | 22.6294 | kWh
0.94 | 19.9358 | 20.8758 | kWh
0.94 | 17.9945 | 18.9345 | kWh
0.94 | 14.4744 | 15.4144 | kWh
0.94 | 10.7976 | 11.7376 | kWh
7.3918 | 8.714 | 16.1057 | kWh
11.8268 | 8.1236 | 19.9504 | kWh
16.2619 | 10.0387 | 26.3005 | kWh
16.2619 | 14.8094 | 31.0713 | kWh
16.2619 | 16.9817 | 33.2435 | kWh
15.5227 | 18.4037 | 33.9264 | kWh
15.5227 | 19.8461 | 35.3688 | kWh
12.566 | 21.6026 | 34.1685 | kWh
11.8268 | 23.2891 | 35.1159 | kWh
15.5227 | 24.9711 | 40.4938 | kWh
19.9577 | 26.3319 | 46.2897 | kWh
19.9577 | 26.81 | 46.7678 | kWh
14.7835 | 26.3352 | 41.1187 | kWh
7.3918 | 23.279 | 30.6708 | kWh
0.94 | 22.4215 | 23.3615 | kWh
0.94 | 22.7541 | 23.6941 | kWh
0.94 | 23.3368 | 24.2768 | kWh
0.94 | 23.6162 | 24.5562 | kWh
0.94 | 23.1461 | 24.0861 | kWh
0.94 | 21.6894 | 22.6294 | kWh
0.94 | 19.9358 | 20.8758 | kWh
0.94 | 17.9945 | 18.9345 | kWh
0.94 | 14.4744 | 15.4144 | kWh
0.94 | 10.7976 | 11.7376 | kWh
7.3918 | 8.714 | 16.1057 | kWh
11.8268 | 8.1236 | 19.9504 | kWh
16.2619 | 10.0387 | 26.3005 | kWh
16.2619 | 14.8094 | 31.0713 | kWh
16.2619 | 16.9817 | 33.2435 | kWh
15.5227 | 18.4037 | 33.9264 | kWh
15.5227 | 19.8461 | 35.3688 | kWh
12.566 | 21.6026 | 34.1685 | kWh
11.8268 | 23.2891 | 35.1159 | kWh
15.5227 | 24.9711 | 40.4938 | kWh
19.9577 | 26.3319 | 46.2897 | kWh
19.9577 | 26.81 | 46.7678 | kWh
14.7835 | 26.3352 | 41.1187 | kWh
7.3918 | 23.279 | 30.6708 | kWh
0.94 | 22.4215 | 23.3615 | kWh
0.94 | 22.7541 | 23.6941 | kWh
0.94 | 23.3368 | 24.2768 | kWh
0.94 | 23.6162 | 24.5562 | kWh
0.94 | 23.1461 | 24.0861 | kWh
0.94 | 21.6894 | 22.6294 | kWh
0.94 | 19.9358 | 20.8758 | kWh
0.94 | 17.9945 | 18.9345 | kWh
0.94 | 14.4744 | 15.4144 | kWh
0.94 | 10.7976 | 11.7376 | kWh
7.3918 | 8.714 | 16.1057 | kWh
11.8268 | 8.1236 | 19.9504 | kWh
16.2619 | 10.0387 | 26.3005 | kWh
16.2619 | 14.8094 | 31.0713 | kWh
16.2619 | 16.9817 | 33.2435 | kWh
15.5227 | 18.4037 | 33.9264 | kWh
15.5227 | 19.8461 | 35.3688 | kWh
12.566 | 21.6026 | 34.1685 | kWh
11.8268 | 23.2891 | 35.1159 | kWh
15.5227 | 24.9711 | 40.4938 | kWh
19.9577 | 26.3319 | 46.2897 | kWh
19.9577 | 26.81 | 46.7678 | kWh
14.7835 | 26.3352 | 41.1187 | kWh
7.3918 | 23.279 | 30.6708 | kWh
0.94 | 22.4215 | 23.3615 | kWh
0.94 | 22.7541 | 23.6941 | kWh
0.94 | 23.3368 | 24.2768 | kWh
0.94 | 23.6162 | 24.5562 | kWh
0.94 | 23.1461 | 24.0861 | kWh
0.94 | 21.6894 | 22.6294 | kWh
0.94 | 19.9358 | 20.8758 | kWh
0.94 | 17.9945 | 18.9345 | kWh
0.94 | 14.4744 | 15.4144 | kWh
0.94 | 10.7976 | 11.7376 | kWh
7.3918 | 8.714 | 16.1057 | kWh
11.8268 | 8.1236 | 19.9504 | kWh
16.2619 | 10.0387 | 26.3005 | kWh
16.2619 | 14.8094 | 31.0713 | kWh
16.2619 | 16.9817 | 33.2435 | kWh
15.5227 | 18.4037 | 33.9264 | kWh
15.5227 | 19.8461 | 35.3688 | kWh
12.566 | 21.6026 | 34.1685 | kWh
11.8268 | 23.2891 | 35.1159 | kWh
15.5227 | 24.9711 | 40.4938 | kWh
19.9577 | 26.3319 | 46.2897 | kWh
19.9577 | 26.81 | 46.7678 | kWh
14.7835 | 26.3352 | 41.1187 | kWh
7.3918 | 23.279 | 30.6708 | kWh
0.94 | 22.4215 | 23.3615 | kWh
0.94 | 22.7541 | 23.6941 | kWh
0.94 | 23.3368 | 24.2768 | kWh
0.94 | 23.6162 | 24.5562 | kWh
0.94 | 29.3065 | 30.2465 | kWh
0.94 | 27.2091 | 28.1491 | kWh
0.94 | 24.2707 | 25.2107 | kWh
0.94 | 20.5017 | 21.4417 | kWh
0.94 | 16.5788 | 17.5188 | kWh
0.94 | 13.4014 | 14.3414 | kWh
0.94 | 10.7273 | 11.6673 | kWh
0.94 | 8.227 | 9.167 | kWh
0.94 | 6.2562 | 7.1962 | kWh
0.94 | 5.09 | 6.03 | kWh
0.94 | 5.1245 | 6.0645 | kWh
0.94 | 6.0222 | 6.9622 | kWh
0.94 | 8.2704 | 9.2104 | kWh
0.94 | 11.2802 | 12.2202 | kWh
0.94 | 14.4549 | 15.3949 | kWh
0.94 | 17.7361 | 18.6761 | kWh
0.94 | 21.1991 | 22.1391 | kWh
0.94 | 25.1191 | 26.0591 | kWh
0.94 | 28.8878 | 29.8278 | kWh
0.94 | 31.4065 | 32.3465 | kWh
0.94 | 32.7107 | 33.6507 | kWh
0.94 | 33.1482 | 34.0882 | kWh
0.94 | 32.561 | 33.501 | kWh
0.94 | 31.2065 | 32.1465 | kWh

## Economic
Parameter | Input | Unit | Description | Reference
label | Test |  | Economic label
CAPEX_PV | 150000 | €/ha
OPEX_PV | 10
CAPEX_Storage | 250 | €/kWh
interest_rate_input | 1 |  | Interest Rate Input: 1: Direct Input 2: WACC
interest_rate_direct | 3.5 | % | Interest Rate Input if interest_rate_input = Direct
share_of_debt | 70 | % | Share of Debt Input if interest_rate_input = WACC
cost_of_debt | 5 | % | Cost of Debt Input if interest_rate_input = WACC
corporate_tax_rate | 25 | % | Corporate Tax Rate Input if interest_rate_input = WACC
share_of_equity | 30 | % | Share of Equity Input if interest_rate_input = WACC
cost_of_equity | 15 | % | Cost of Equity Input if interest_rate_input = WACC
lifetime | 25 | years | Lifetime of project
export_capacity | 60000 | kW | Export capacity of cable

## Validation
Variable | Value | Unit | Demand | PV Output Excel | Net PV - Demand | PV Output Model Python | Charge Flow [kWh] | Discharge Flow [kWh] | SoC [kWh] | PV Used | Balance | Python Energy Curtailed | PV Used Python | Charge Flow Python | Discharge Flow Python | SoC Python Model | Constraint 2
Area PV | 0.45773 | ha | 30.2465 | 0 | -30.2465 | 0 | 0 | 30.2465 | 150 | 0 | 0 | 0 | 0 | 0 | 30.2465 | 150 | 0
Storage | 382.6192 | kWh | 28.1491 | 0 | -28.1491 | 0 | 0 | 28.1491 | 118.7232 | 0 | 0 | 0 | 0 | 0 | 28.1491 | 118.7232 | 0
Initial Storage | 150 | kWh | 25.2107 | 0 | -25.2107 | 0 | 0 | 25.2107 | 90.7113 | 0 | 0 | 0 | 0 | 0 | 25.2107 | 90.7113 | 0
Total Cost | 164314.3374 |  | 21.4417 | 0 | -21.4417 | 0 | 0 | 21.4417 | 66.8873 | 0 | 0 | 0 | 0 | 0 | 21.4417 | 66.8873 | 0
Shortage Excel = | 0 |  | 17.5188 | 0 | -17.5188 | 0 | 0 | 17.5188 | 47.4219 | 0 | 0 | 0 | 0 | 0 | 17.5188 | 47.4219 | 0
Curtailed Energy Exce | 1485785.2945 |  | 14.3414 | 0 | -14.3414 | 0 | 0 | 14.3414 | 31.487 | 0 | 0 | 0 | 0 | 0 | 14.3414 | 31.487 | 0
|  |  | 11.6673 | 4.8062 | -6.8611 | 1.5109 | 0 | 6.8611 | 23.8636 | 4.8062 | 0 | 1.5109 | 0 | 0 | 11.6673 | 18.5234 | 4.8062
Maximum Storage Excel | 382.6192 |  | 9.167 | 68.568 | 59.401 | 21.5561 | 59.401 | 0 | 77.3245 | 9.167 | 0 | 21.5561 | 0 | 0 | 9.167 | 8.3379 | 9.167
|  |  | 7.1962 | 151.4744 | 144.2781 | 47.6198 | 144.2781 | 0 | 207.1748 | 7.1962 | 0 | 47.6198 | 0 | 0 | 7.1962 | 0.34209 | 7.1962
|  |  | 6.03 | 278.8378 | 272.8078 | 87.6597 | 194.9382 | 0 | 382.6192 | 83.8995 | 77.8695 | 81.9376 | 5.7221 | 0 | 0.30788 | 0 | 83.8995
Python Model |  |  | 6.0645 | 301.1064 | 295.0419 | 94.6604 | 0 | 0 | 382.6192 | 301.1064 | 295.0419 | 88.596 | 6.0645 | 0 | 0 | 0 | 301.1064
Python: Hours with charge and discharge at same time | 0 |  | 6.9622 | 208.7478 | 201.7856 | 65.6252 | 0 | 0 | 382.6192 | 208.7478 | 201.7856 | 16.5489 | 6.9622 | 42.1141 | 0 | 37.9027 | 208.7478
Maximum Storage Python | 1227.4592 |  | 9.2104 | 292.0547 | 282.8443 | 91.8148 | 0 | 0 | 382.6192 | 292.0547 | 282.8443 | 0 | 9.2104 | 82.6044 | 0 | 112.2466 | 292.0547
EPV Used | 111276.2769 |  | 12.2202 | 319.2897 | 307.0695 | 100.3768 | 0 | 0 | 382.6192 | 319.2897 | 307.0695 | 0 | 12.2202 | 88.1566 | 0 | 191.5876 | 319.2897
EPV Curtailed | 292089.3066 |  | 15.3949 | 297.4216 | 282.0267 | 93.5021 | 0 | 0 | 382.6192 | 297.4216 | 282.0267 | 0 | 15.3949 | 78.1071 | 0 | 261.884 | 297.4216
|  |  | 18.6761 | 188.8023 | 170.1262 | 59.3548 | 0 | 0 | 382.6192 | 188.8023 | 170.1262 | 0 | 18.6761 | 40.6787 | 0 | 298.4948 | 188.8023
|  |  | 22.1391 | 245.515 | 223.3759 | 77.1839 | 0 | 0 | 382.6192 | 245.515 | 223.3759 | 0 | 22.1391 | 55.0448 | 0 | 348.0351 | 245.515
| 89 |  | 26.0591 | 168.4561 | 142.397 | 52.9585 | 0 | 0 | 382.6192 | 168.4561 | 142.397 | 0 | 26.0591 | 26.8993 | 0 | 372.2445 | 168.4561
|  |  | 29.8278 | 24.8319 | -4.996 | 7.8065 | 0 | 4.996 | 377.0682 | 24.8319 | 0 | 0 | 7.8065 | 0 | 22.0213 | 347.7764 | 24.8319
|  |  | 32.3465 | 0 | -32.3465 | 0 | 0 | 32.3465 | 341.1276 | 0 | 0 | 0 | 0 | 0 | 32.3465 | 311.8359 | 0
|  |  | 33.6507 | 0 | -33.6507 | 0 | 0 | 33.6507 | 303.738 | 0 | 0 | 0 | 0 | 0 | 33.6507 | 274.4462 | 0
|  |  | 34.0882 | 0 | -34.0882 | 0 | 0 | 34.0882 | 265.8622 | 0 | 0 | 0 | 0 | 0 | 34.0882 | 236.5704 | 0
|  |  | 33.501 | 0 | -33.501 | 0 | 0 | 33.501 | 228.6389 | 0 | 0 | 0 | 0 | 0 | 33.501 | 199.3471 | 0
|  |  | 32.1465 | 0 | -32.1465 | 0 | 0 | 32.1465 | 192.9206 | 0 | 0 | 0 | 0 | 0 | 32.1465 | 163.6288 | 0
|  |  | 30.2465 | 0 | -30.2465 | 0 | 0 | 30.2465 | 159.3134 | 0 | 0 | 0 | 0 | 0 | 30.2465 | 130.0216 | 0
|  |  | 28.1491 | 0 | -28.1491 | 0 | 0 | 28.1491 | 128.0366 | 0 | 0 | 0 | 0 | 0 | 28.1491 | 98.7448 | 0
|  |  | 25.2107 | 0 | -25.2107 | 0 | 0 | 25.2107 | 100.0247 | 0 | 0 | 0 | 0 | 0 | 25.2107 | 70.7329 | 0
|  |  | 21.4417 | 0 | -21.4417 | 0 | 0 | 21.4417 | 76.2006 | 0 | 0 | 0 | 0 | 0 | 21.4417 | 46.9089 | 0
|  |  | 17.5188 | 0 | -17.5188 | 0 | 0 | 17.5188 | 56.7353 | 0 | 0 | 0 | 0 | 0 | 17.5188 | 27.4435 | 0
|  |  | 14.3414 | 0 | -14.3414 | 0 | 0 | 14.3414 | 40.8004 | 0 | 0 | 0 | 0 | 0 | 14.3414 | 11.5086 | 0
|  |  | 11.6673 | 4.1653 | -7.5019 | 1.3095 | 0 | 7.5019 | 32.4649 | 4.1653 | 0 | 0 | 1.3095 | 0 | 10.3578 | 4.2602e-15 | 4.1653
|  |  | 9.167 | 65.2037 | 56.0367 | 20.4984 | 56.0367 | 0 | 82.898 | 9.167 | 0 | 11.3315 | 9.167 | 0 | 0 | 4.2602e-15 | 9.167
|  |  | 7.1962 | 309.437 | 302.2408 | 97.2794 | 302.2408 | 0 | 354.9147 | 7.1962 | -2.5757e-14 | 90.0832 | 7.1962 | 0 | 3.8342e-15 | 0 | 7.1962
|  |  | 6.03 | 484.0611 | 478.0311 | 152.1769 | 30.7828 | 0 | 382.6192 | 453.2783 | 447.2483 | 146.1469 | 6.03 | 0 | 0 | 0 | 453.2783
|  |  | 6.0645 | 482.3789 | 476.3145 | 151.6481 | 0 | 0 | 382.6192 | 482.3789 | 476.3145 | 12.821 | 6.0645 | 132.7626 | 0 | 119.4864 | 482.3789
|  |  | 6.9622 | 447.8546 | 440.8924 | 140.7945 | 0 | 0 | 382.6192 | 447.8546 | 440.8924 | 0 | 6.9622 | 133.8323 | 0 | 239.9354 | 447.8546
|  |  | 9.2104 | 338.3541 | 329.1437 | 106.3702 | 0 | 0 | 382.6192 | 338.3541 | 329.1437 | 0 | 9.2104 | 97.1598 | 0 | 327.3793 | 338.3541
|  |  | 12.2202 | 215.2362 | 203.0159 | 67.665 | 0 | 0 | 382.6192 | 215.2362 | 203.0159 | 0 | 12.2202 | 55.4447 | 0 | 377.2795 | 215.2362
|  |  | 15.3949 | 62.5603 | 47.1653 | 19.6674 | 0 | 0 | 382.6192 | 62.5603 | 47.1653 | 0 | 15.3949 | 4.2725 | 0 | 381.1247 | 62.5603
|  |  | 18.6761 | 51.9066 | 33.2305 | 16.3182 | 0 | 0 | 382.6192 | 51.9066 | 33.2305 | 0 | 16.3182 | 0 | 2.3579 | 378.5048 | 51.9066
|  |  | 22.1391 | 37.8085 | 15.6694 | 11.8861 | 0 | 0 | 382.6192 | 37.8085 | 15.6694 | 0 | 11.8861 | 0 | 10.2531 | 367.1125 | 37.8085
|  |  | 26.0591 | 57.5138 | 31.4547 | 18.0809 | 0 | 0 | 382.6192 | 57.5138 | 31.4547 | 0 | 18.0809 | 0 | 7.9782 | 358.2479 | 57.5138
|  |  | 29.8278 | 7.4496 | -22.3783 | 2.342 | 0 | 22.3783 | 357.7545 | 7.4496 | 0 | 0 | 2.342 | 0 | 27.4859 | 327.708 | 7.4496
|  |  | 32.3465 | 0 | -32.3465 | 0 | 0 | 32.3465 | 321.814 | 0 | 0 | 0 | 0 | 0 | 32.3465 | 291.7675 | 0
|  |  | 33.6507 | 0 | -33.6507 | 0 | 0 | 33.6507 | 284.4243 | 0 | 0 | 0 | 0 | 0 | 33.6507 | 254.3778 | 0
|  |  | 34.0882 | 0 | -34.0882 | 0 | 0 | 34.0882 | 246.5485 | 0 | 0 | 0 | 0 | 0 | 34.0882 | 216.502 | 0
|  |  | 33.501 | 0 | -33.501 | 0 | 0 | 33.501 | 209.3252 | 0 | 0 | 0 | 0 | 0 | 33.501 | 179.2787 | 0
|  |  | 32.1465 | 0 | -32.1465 | 0 | 0 | 32.1465 | 173.6069 | 0 | 0 | 0 | 0 | 0 | 32.1465 | 143.5604 | 0
|  |  | 24.0861 | 0 | -24.0861 | 0 | 0 | 24.0861 | 146.8446 | 0 | 0 | 0 | 0 | 0 | 24.0861 | 116.7981 | 0
|  |  | 22.6294 | 0 | -22.6294 | 0 | 0 | 22.6294 | 121.7008 | 0 | 0 | 0 | 0 | 0 | 22.6294 | 91.6543 | 0
|  |  | 20.8758 | 0 | -20.8758 | 0 | 0 | 20.8758 | 98.5055 | 0 | 0 | 0 | 0 | 0 | 20.8758 | 68.459 | 0
|  |  | 18.9345 | 0 | -18.9345 | 0 | 0 | 18.9345 | 77.4672 | 0 | 0 | 0 | 0 | 0 | 18.9345 | 47.4207 | 0
|  |  | 15.4144 | 0 | -15.4144 | 0 | 0 | 15.4144 | 60.34 | 0 | 0 | 0 | 0 | 0 | 15.4144 | 30.2935 | 0
|  |  | 11.7376 | 0 | -11.7376 | 0 | 0 | 11.7376 | 47.2982 | 0 | 0 | 0 | 0 | 0 | 11.7376 | 17.2517 | 0
|  |  | 16.1057 | 1.8424 | -14.2634 | 0.57919 | 0 | 14.2634 | 31.45 | 1.8424 | 0 | 0 | 0.57919 | 0 | 15.5266 | 0 | 1.8424
|  |  | 19.9504 | 64.0822 | 44.1318 | 20.1459 | 44.1318 | 0 | 71.1687 | 19.9504 | 0 | 0.1955 | 19.9504 | 0 | 0 | 0 | 19.9504
|  |  | 26.3005 | 179.1899 | 152.8894 | 56.3329 | 152.8894 | 0 | 208.7691 | 26.3005 | 0 | 30.0324 | 26.3005 | 0 | 0 | 0 | 26.3005
|  |  | 31.0713 | 343.3205 | 312.2492 | 107.9315 | 193.1668 | 0 | 382.6192 | 150.1537 | 119.0824 | 76.8602 | 31.0713 | 0 | 0 | 0 | 150.1537
|  |  | 33.2435 | 630.3288 | 597.0852 | 198.1599 | 0 | 0 | 382.6192 | 630.3288 | 597.0852 | 133.3413 | 33.2435 | 31.575 | 0 | 28.4175 | 630.3288
|  |  | 33.9264 | 800.6273 | 766.7009 | 251.6975 | 0 | 0 | 382.6192 | 800.6273 | 766.7009 | 0 | 33.9264 | 217.7711 | 0 | 224.4115 | 800.6273
|  |  | 35.3688 | 451.219 | 415.8502 | 141.8522 | 0 | 0 | 382.6192 | 451.219 | 415.8502 | 0 | 35.3688 | 106.4834 | 0 | 320.2466 | 451.219
|  |  | 34.1685 | 415.413 | 381.2445 | 130.5956 | 0 | 0 | 382.6192 | 415.413 | 381.2445 | 0 | 34.1685 | 96.4271 | 0 | 407.031 | 415.413
|  |  | 35.1159 | 222.8459 | 187.73 | 70.0573 | 0 | 0 | 382.6192 | 222.8459 | 187.73 | 0 | 35.1159 | 34.9414 | 0 | 438.4782 | 222.8459
|  |  | 40.4938 | 52.7877 | 12.2939 | 16.5952 | 0 | 0 | 382.6192 | 52.7877 | 12.2939 | 0 | 16.5952 | 0 | 23.8987 | 411.9242 | 52.7877
|  |  | 46.2897 | 38.5294 | -7.7602 | 12.1127 | 0 | 7.7602 | 373.9968 | 38.5294 | 0 | 0 | 12.1127 | 0 | 34.177 | 373.9497 | 38.5294
|  |  | 46.7678 | 22.0283 | -24.7395 | 6.9251 | 0 | 24.7395 | 346.5084 | 22.0283 | 0 | 0 | 6.9251 | 0 | 39.8426 | 329.6802 | 22.0283
|  |  | 41.1187 | 5.7674 | -35.3513 | 1.8131 | 0 | 35.3513 | 307.2292 | 5.7674 | 0 | 0 | 1.8131 | 0 | 39.3056 | 286.0073 | 5.7674
|  |  | 30.6708 | 0 | -30.6708 | 0 | 0 | 30.6708 | 273.1506 | 0 | 0 | 0 | 0 | 0 | 30.6708 | 251.9287 | 0
|  |  | 23.3615 | 0 | -23.3615 | 0 | 0 | 23.3615 | 247.1933 | 0 | 0 | 0 | 0 | 0 | 23.3615 | 225.9714 | 0
|  |  | 23.6941 | 0 | -23.6941 | 0 | 0 | 23.6941 | 220.8665 | 0 | 0 | 0 | 0 | 0 | 23.6941 | 199.6446 | 0
|  |  | 24.2768 | 0 | -24.2768 | 0 | 0 | 24.2768 | 193.8923 | 0 | 0 | 0 | 0 | 0 | 24.2768 | 172.6704 | 0
|  |  | 24.5562 | 0 | -24.5562 | 0 | 0 | 24.5562 | 166.6076 | 0 | 0 | 0 | 0 | 0 | 24.5562 | 145.3858 | 0
|  |  | 24.0861 | 0 | -24.0861 | 0 | 0 | 24.0861 | 139.8453 | 0 | 0 | 0 | 0 | 0 | 24.0861 | 118.6234 | 0
|  |  | 22.6294 | 0 | -22.6294 | 0 | 0 | 22.6294 | 114.7016 | 0 | 0 | 0 | 0 | 0 | 22.6294 | 93.4797 | 0
|  |  | 20.8758 | 0 | -20.8758 | 0 | 0 | 20.8758 | 91.5063 | 0 | 0 | 0 | 0 | 0 | 20.8758 | 70.2844 | 0
|  |  | 18.9345 | 0 | -18.9345 | 0 | 0 | 18.9345 | 70.4679 | 0 | 0 | 0 | 0 | 0 | 18.9345 | 49.246 | 0
|  |  | 15.4144 | 0 | -15.4144 | 0 | 0 | 15.4144 | 53.3408 | 0 | 0 | 0 | 0 | 0 | 15.4144 | 32.1189 | 0
|  |  | 11.7376 | 0 | -11.7376 | 0 | 0 | 11.7376 | 40.299 | 0 | 0 | 0 | 0 | 0 | 11.7376 | 19.0771 | 0
|  |  | 16.1057 | 3.7648 | -12.3409 | 1.1836 | 0 | 12.3409 | 26.5868 | 3.7648 | 0 | 0 | 1.1836 | 0 | 14.9222 | 2.4969 | 3.7648
|  |  | 19.9504 | 56.3123 | 36.3619 | 17.7032 | 36.3619 | 0 | 59.3125 | 19.9504 | 0 | 0 | 17.7032 | 0 | 2.2472 | 0 | 19.9504
|  |  | 26.3005 | 244.6339 | 218.3334 | 76.9069 | 218.3334 | 0 | 255.8126 | 26.3005 | 0 | 50.6064 | 26.3005 | 0 | 0 | 0 | 26.3005
|  |  | 31.0713 | 424.7049 | 393.6337 | 133.5168 | 140.8963 | 0 | 382.6192 | 283.8086 | 252.7373 | 102.4455 | 31.0713 | 0 | 0 | 0 | 283.8086
|  |  | 33.2435 | 570.4119 | 537.1684 | 179.3235 | 0 | 0 | 382.6192 | 570.4119 | 537.1684 | 146.0799 | 33.2435 | 0 | 0 | 0 | 570.4119
|  |  | 33.9264 | 664.6929 | 630.7664 | 208.9631 | 0 | 0 | 382.6192 | 664.6929 | 630.7664 | 175.0367 | 33.9264 | 0 | 0 | 0 | 664.6929
|  |  | 35.3688 | 704.4239 | 669.0551 | 221.4535 | 0 | 0 | 382.6192 | 704.4239 | 669.0551 | 186.0848 | 35.3688 | 0 | 0 | 0 | 704.4239
|  |  | 34.1685 | 686.4007 | 652.2322 | 215.7875 | 0 | 0 | 382.6192 | 686.4007 | 652.2322 | 141.9406 | 34.1685 | 39.6784 | 0 | 35.7106 | 686.4007
|  |  | 35.1159 | 614.6286 | 579.5127 | 193.2241 | 0 | 0 | 382.6192 | 614.6286 | 579.5127 | 0 | 35.1159 | 158.1082 | 0 | 178.008 | 614.6286
|  |  | 40.4938 | 487.8259 | 447.3321 | 153.3605 | 0 | 0 | 382.6192 | 487.8259 | 447.3321 | 0 | 40.4938 | 112.8667 | 0 | 279.588 | 487.8259
|  |  | 46.2897 | 316.4861 | 270.1964 | 99.4954 | 0 | 0 | 382.6192 | 316.4861 | 270.1964 | 0 | 46.2897 | 53.2058 | 0 | 327.4732 | 316.4861
|  |  | 46.7678 | 150.433 | 103.6653 | 47.2924 | 0 | 0 | 382.6192 | 150.433 | 103.6653 | 0 | 46.7678 | 0.52467 | 0 | 327.9454 | 150.433
|  |  | 41.1187 | 17.6226 | -23.4961 | 5.5401 | 0 | 23.4961 | 356.5125 | 17.6226 | 0 | 0 | 5.5401 | 0 | 35.5786 | 288.4136 | 17.6226
|  |  | 30.6708 | 0 | -30.6708 | 0 | 0 | 30.6708 | 322.4339 | 0 | 0 | 0 | 0 | 0 | 30.6708 | 254.335 | 0
|  |  | 23.3615 | 0 | -23.3615 | 0 | 0 | 23.3615 | 296.4766 | 0 | 0 | 0 | 0 | 0 | 23.3615 | 228.3778 | 0
|  |  | 23.6941 | 0 | -23.6941 | 0 | 0 | 23.6941 | 270.1498 | 0 | 0 | 0 | 0 | 0 | 23.6941 | 202.051 | 0
|  |  | 24.2768 | 0 | -24.2768 | 0 | 0 | 24.2768 | 243.1755 | 0 | 0 | 0 | 0 | 0 | 24.2768 | 175.0767 | 0
|  |  | 24.5562 | 0 | -24.5562 | 0 | 0 | 24.5562 | 215.8909 | 0 | 0 | 0 | 0 | 0 | 24.5562 | 147.7921 | 0
|  |  | 24.0861 | 0 | -24.0861 | 0 | 0 | 24.0861 | 189.1286 | 0 | 0 | 0 | 0 | 0 | 24.0861 | 121.0297 | 0
|  |  | 22.6294 | 0 | -22.6294 | 0 | 0 | 22.6294 | 163.9848 | 0 | 0 | 0 | 0 | 0 | 22.6294 | 95.886 | 0
|  |  | 20.8758 | 0 | -20.8758 | 0 | 0 | 20.8758 | 140.7895 | 0 | 0 | 0 | 0 | 0 | 20.8758 | 72.6907 | 0
|  |  | 18.9345 | 0 | -18.9345 | 0 | 0 | 18.9345 | 119.7512 | 0 | 0 | 0 | 0 | 0 | 18.9345 | 51.6523 | 0
|  |  | 15.4144 | 0 | -15.4144 | 0 | 0 | 15.4144 | 102.6241 | 0 | 0 | 0 | 0 | 0 | 15.4144 | 34.5252 | 0
|  |  | 11.7376 | 0 | -11.7376 | 0 | 0 | 11.7376 | 89.5822 | 0 | 0 | 0 | 0 | 0 | 11.7376 | 21.4834 | 0
|  |  | 16.1057 | 3.6847 | -12.421 | 1.1584 | 0 | 12.421 | 75.7811 | 3.6847 | 0 | 0 | 1.1584 | 0 | 14.9474 | 4.8752 | 3.6847
|  |  | 19.9504 | 49.5035 | 29.5531 | 15.5627 | 29.5531 | 0 | 102.3789 | 19.9504 | 0 | 0 | 15.5627 | 0 | 4.3877 | 0 | 19.9504
|  |  | 26.3005 | 239.5073 | 213.2068 | 75.2952 | 213.2068 | 0 | 294.2651 | 26.3005 | 0 | 48.9947 | 26.3005 | 0 | 0 | 0 | 26.3005
|  |  | 31.0713 | 425.0254 | 393.9541 | 133.6175 | 98.1713 | 0 | 382.6192 | 326.854 | 295.7827 | 102.5462 | 31.0713 | 0 | 0 | 0 | 326.854
|  |  | 33.2435 | 572.7349 | 539.4913 | 180.0538 | 0 | 0 | 382.6192 | 572.7349 | 539.4913 | 146.8102 | 33.2435 | 0 | 0 | 0 | 572.7349
|  |  | 33.9264 | 668.4577 | 634.5313 | 210.1467 | 0 | 0 | 382.6192 | 668.4577 | 634.5313 | 176.2202 | 33.9264 | 0 | 0 | 0 | 668.4577
|  |  | 35.3688 | 705.5453 | 670.1765 | 221.8061 | 0 | 0 | 382.6192 | 705.5453 | 670.1765 | 186.4373 | 35.3688 | 0 | 0 | 0 | 705.5453
|  |  | 34.1685 | 685.1992 | 651.0306 | 215.4098 | 0 | 0 | 382.6192 | 685.1992 | 651.0306 | 132.7176 | 34.1685 | 48.5237 | 0 | 43.6713 | 685.1992
|  |  | 35.1159 | 612.3858 | 577.2699 | 192.519 | 0 | 0 | 382.6192 | 612.3858 | 577.2699 | 0 | 35.1159 | 157.4031 | 0 | 185.3341 | 612.3858
|  |  | 40.4938 | 482.3789 | 441.8851 | 151.6481 | 0 | 0 | 382.6192 | 482.3789 | 441.8851 | 0 | 40.4938 | 111.1543 | 0 | 285.373 | 482.3789
|  |  | 46.2897 | 309.1967 | 262.9071 | 97.2039 | 0 | 0 | 382.6192 | 309.1967 | 262.9071 | 0 | 46.2897 | 50.9142 | 0 | 331.1957 | 309.1967
|  |  | 46.7678 | 141.7819 | 95.0142 | 44.5728 | 0 | 0 | 382.6192 | 141.7819 | 95.0142 | 0 | 44.5728 | 0 | 2.195 | 328.7568 | 141.7819
|  |  | 41.1187 | 17.4624 | -23.6563 | 5.4898 | 0 | 23.6563 | 356.3345 | 17.4624 | 0 | 0 | 5.4898 | 0 | 35.6289 | 289.1691 | 17.4624
|  |  | 30.6708 | 0 | -30.6708 | 0 | 0 | 30.6708 | 322.2559 | 0 | 0 | 0 | 0 | 0 | 30.6708 | 255.0905 | 0
|  |  | 23.3615 | 0 | -23.3615 | 0 | 0 | 23.3615 | 296.2986 | 0 | 0 | 0 | 0 | 0 | 23.3615 | 229.1332 | 0
|  |  | 23.6941 | 0 | -23.6941 | 0 | 0 | 23.6941 | 269.9718 | 0 | 0 | 0 | 0 | 0 | 23.6941 | 202.8064 | 0
|  |  | 24.2768 | 0 | -24.2768 | 0 | 0 | 24.2768 | 242.9975 | 0 | 0 | 0 | 0 | 0 | 24.2768 | 175.8322 | 0
|  |  | 24.5562 | 0 | -24.5562 | 0 | 0 | 24.5562 | 215.7129 | 0 | 0 | 0 | 0 | 0 | 24.5562 | 148.5475 | 0
|  |  | 24.0861 | 0 | -24.0861 | 0 | 0 | 24.0861 | 188.9506 | 0 | 0 | 0 | 0 | 0 | 24.0861 | 121.7852 | 0
|  |  | 22.6294 | 0 | -22.6294 | 0 | 0 | 22.6294 | 163.8068 | 0 | 0 | 0 | 0 | 0 | 22.6294 | 96.6415 | 0
|  |  | 20.8758 | 0 | -20.8758 | 0 | 0 | 20.8758 | 140.6115 | 0 | 0 | 0 | 0 | 0 | 20.8758 | 73.4462 | 0
|  |  | 18.9345 | 0 | -18.9345 | 0 | 0 | 18.9345 | 119.5732 | 0 | 0 | 0 | 0 | 0 | 18.9345 | 52.4078 | 0
|  |  | 15.4144 | 0 | -15.4144 | 0 | 0 | 15.4144 | 102.4461 | 0 | 0 | 0 | 0 | 0 | 15.4144 | 35.2807 | 0
|  |  | 11.7376 | 0 | -11.7376 | 0 | 0 | 11.7376 | 89.4042 | 0 | 0 | 0 | 0 | 0 | 11.7376 | 22.2389 | 0
|  |  | 16.1057 | 3.5245 | -12.5812 | 1.108 | 0 | 12.5812 | 75.4251 | 3.5245 | 0 | 0 | 1.108 | 0 | 14.9977 | 5.5747 | 3.5245
|  |  | 19.9504 | 47.5009 | 27.5506 | 14.9331 | 27.5506 | 0 | 100.2206 | 19.9504 | 0 | 0 | 14.9331 | 0 | 5.0172 | 0 | 19.9504
|  |  | 26.3005 | 229.8149 | 203.5144 | 72.2482 | 203.5144 | 0 | 283.3835 | 26.3005 | 0 | 45.9476 | 26.3005 | 0 | 0 | 0 | 26.3005
|  |  | 31.0713 | 407.0823 | 376.011 | 127.9767 | 110.2619 | 0 | 382.6192 | 296.8204 | 265.7491 | 96.9054 | 31.0713 | 0 | 0 | 0 | 296.8204
|  |  | 33.2435 | 548.9444 | 515.7008 | 172.5746 | 0 | 0 | 382.6192 | 548.9444 | 515.7008 | 139.3311 | 33.2435 | 0 | 0 | 0 | 548.9444
|  |  | 33.9264 | 639.4605 | 605.5341 | 201.0307 | 0 | 0 | 382.6192 | 639.4605 | 605.5341 | 167.1042 | 33.9264 | 0 | 0 | 0 | 639.4605
|  |  | 35.3688 | 677.269 | 641.9002 | 212.9167 | 0 | 0 | 382.6192 | 677.269 | 641.9002 | 177.548 | 35.3688 | 0 | 0 | 0 | 677.269
|  |  | 34.1685 | 658.1244 | 623.9559 | 206.8982 | 0 | 0 | 382.6192 | 658.1244 | 623.9559 | 100.3716 | 34.1685 | 72.358 | 0 | 65.1222 | 658.1244
|  |  | 35.1159 | 582.988 | 547.8721 | 183.2771 | 0 | 0 | 382.6192 | 582.988 | 547.8721 | 0 | 35.1159 | 148.1612 | 0 | 198.4673 | 582.988
|  |  | 40.4938 | 458.9088 | 418.415 | 144.2697 | 0 | 0 | 382.6192 | 458.9088 | 418.415 | 0 | 40.4938 | 103.7758 | 0 | 291.8655 | 458.9088
|  |  | 46.2897 | 294.4578 | 248.1681 | 92.5703 | 0 | 0 | 382.6192 | 294.4578 | 248.1681 | 0 | 46.2897 | 46.2806 | 0 | 333.5181 | 294.4578
|  |  | 46.7678 | 136.0145 | 89.2467 | 42.7596 | 0 | 0 | 382.6192 | 136.0145 | 89.2467 | 0 | 42.7596 | 0 | 4.0081 | 329.0646 | 136.0145
|  |  | 41.1187 | 16.8216 | -24.2971 | 5.2883 | 0 | 24.2971 | 355.6225 | 16.8216 | 0 | 0 | 5.2883 | 0 | 35.8304 | 289.253 | 16.8216
|  |  | 30.6708 | 0 | -30.6708 | 0 | 0 | 30.6708 | 321.5439 | 0 | 0 | 0 | 0 | 0 | 30.6708 | 255.1744 | 0
|  |  | 23.3615 | 0 | -23.3615 | 0 | 0 | 23.3615 | 295.5866 | 0 | 0 | 0 | 0 | 0 | 23.3615 | 229.2172 | 0
|  |  | 23.6941 | 0 | -23.6941 | 0 | 0 | 23.6941 | 269.2598 | 0 | 0 | 0 | 0 | 0 | 23.6941 | 202.8904 | 0
|  |  | 24.2768 | 0 | -24.2768 | 0 | 0 | 24.2768 | 242.2855 | 0 | 0 | 0 | 0 | 0 | 24.2768 | 175.9161 | 0
|  |  | 24.5562 | 0 | -24.5562 | 0 | 0 | 24.5562 | 215.0009 | 0 | 0 | 0 | 0 | 0 | 24.5562 | 148.6315 | 0
|  |  | 24.0861 | 0 | -24.0861 | 0 | 0 | 24.0861 | 188.2386 | 0 | 0 | 0 | 0 | 0 | 24.0861 | 121.8692 | 0
|  |  | 22.6294 | 0 | -22.6294 | 0 | 0 | 22.6294 | 163.0948 | 0 | 0 | 0 | 0 | 0 | 22.6294 | 96.7254 | 0
|  |  | 20.8758 | 0 | -20.8758 | 0 | 0 | 20.8758 | 139.8995 | 0 | 0 | 0 | 0 | 0 | 20.8758 | 73.5301 | 0
|  |  | 18.9345 | 0 | -18.9345 | 0 | 0 | 18.9345 | 118.8612 | 0 | 0 | 0 | 0 | 0 | 18.9345 | 52.4917 | 0
|  |  | 15.4144 | 0 | -15.4144 | 0 | 0 | 15.4144 | 101.734 | 0 | 0 | 0 | 0 | 0 | 15.4144 | 35.3646 | 0
|  |  | 11.7376 | 0 | -11.7376 | 0 | 0 | 11.7376 | 88.6922 | 0 | 0 | 0 | 0 | 0 | 11.7376 | 22.3228 | 0
|  |  | 16.1057 | 3.2041 | -12.9016 | 1.0073 | 0 | 12.9016 | 74.3571 | 3.2041 | 0 | 0 | 1.0073 | 0 | 15.0985 | 5.5467 | 3.2041
|  |  | 19.9504 | 47.5811 | 27.6307 | 14.9583 | 27.6307 | 0 | 99.2247 | 19.9504 | 0 | 0 | 14.9583 | 0 | 4.9921 | 0 | 19.9504
|  |  | 26.3005 | 207.3861 | 181.0856 | 65.1971 | 181.0856 | 0 | 262.2017 | 26.3005 | 0 | 38.8966 | 26.3005 | 0 | 0 | 0 | 26.3005
|  |  | 31.0713 | 369.2738 | 338.2025 | 116.0906 | 133.7973 | 0 | 382.6192 | 235.4765 | 204.4053 | 85.0193 | 31.0713 | 0 | 0 | 0 | 235.4765
|  |  | 33.2435 | 499.7612 | 466.5177 | 157.1127 | 0 | 0 | 382.6192 | 499.7612 | 466.5177 | 123.8691 | 33.2435 | 0 | 0 | 0 | 499.7612
|  |  | 33.9264 | 588.1146 | 554.1882 | 184.8888 | 0 | 0 | 382.6192 | 588.1146 | 554.1882 | 150.9624 | 33.9264 | 0 | 0 | 0 | 588.1146
|  |  | 35.3688 | 624.8017 | 589.4329 | 196.4223 | 0 | 0 | 382.6192 | 624.8017 | 589.4329 | 161.0535 | 35.3688 | 0 | 0 | 0 | 624.8017
|  |  | 34.1685 | 612.0653 | 577.8968 | 192.4183 | 0 | 0 | 382.6192 | 612.0653 | 577.8968 | 13.0842 | 34.1685 | 145.1655 | 0 | 130.649 | 612.0653
|  |  | 35.1159 | 548.3035 | 513.1876 | 172.3732 | 0 | 0 | 382.6192 | 548.3035 | 513.1876 | 0 | 35.1159 | 137.2573 | 0 | 254.1805 | 548.3035
|  |  | 40.4938 | 437.2811 | 396.7872 | 137.4704 | 0 | 0 | 382.6192 | 437.2811 | 396.7872 | 0 | 40.4938 | 96.9766 | 0 | 341.4594 | 437.2811
|  |  | 46.2897 | 288.1297 | 241.84 | 90.5809 | 0 | 0 | 382.6192 | 288.1297 | 241.84 | 0 | 46.2897 | 44.2912 | 0 | 381.3215 | 288.1297
|  |  | 46.7678 | 136.9758 | 90.208 | 43.0618 | 0 | 0 | 382.6192 | 136.9758 | 90.208 | 0 | 43.0618 | 0 | 3.706 | 377.2038 | 136.9758
|  |  | 41.1187 | 21.4675 | -19.6511 | 6.7489 | 0 | 19.6511 | 360.7846 | 21.4675 | 0 | 0 | 6.7489 | 0 | 34.3698 | 339.0151 | 21.4675
|  |  | 30.6708 | 0 | -30.6708 | 0 | 0 | 30.6708 | 326.706 | 0 | 0 | 0 | 0 | 0 | 30.6708 | 304.9365 | 0
|  |  | 23.3615 | 0 | -23.3615 | 0 | 0 | 23.3615 | 300.7488 | 0 | 0 | 0 | 0 | 0 | 23.3615 | 278.9793 | 0
|  |  | 23.6941 | 0 | -23.6941 | 0 | 0 | 23.6941 | 274.422 | 0 | 0 | 0 | 0 | 0 | 23.6941 | 252.6525 | 0
|  |  | 24.2768 | 0 | -24.2768 | 0 | 0 | 24.2768 | 247.4477 | 0 | 0 | 0 | 0 | 0 | 24.2768 | 225.6782 | 0
|  |  | 24.5562 | 0 | -24.5562 | 0 | 0 | 24.5562 | 220.1631 | 0 | 0 | 0 | 0 | 0 | 24.5562 | 198.3936 | 0
|  |  | 30.2465 | 0 | -30.2465 | 0 | 0 | 30.2465 | 186.5559 | 0 | 0 | 0 | 0 | 0 | 30.2465 | 164.7864 | 0
|  |  | 28.1491 | 0 | -28.1491 | 0 | 0 | 28.1491 | 155.2791 | 0 | 0 | 0 | 0 | 0 | 28.1491 | 133.5096 | 0
|  |  | 25.2107 | 0 | -25.2107 | 0 | 0 | 25.2107 | 127.2672 | 0 | 0 | 0 | 0 | 0 | 25.2107 | 105.4977 | 0
|  |  | 21.4417 | 0 | -21.4417 | 0 | 0 | 21.4417 | 103.4432 | 0 | 0 | 0 | 0 | 0 | 21.4417 | 81.6736 | 0
|  |  | 17.5188 | 0 | -17.5188 | 0 | 0 | 17.5188 | 83.9778 | 0 | 0 | 0 | 0 | 0 | 17.5188 | 62.2083 | 0
|  |  | 14.3414 | 0 | -14.3414 | 0 | 0 | 14.3414 | 68.0429 | 0 | 0 | 0 | 0 | 0 | 14.3414 | 46.2734 | 0
|  |  | 11.6673 | 1.522 | -10.1453 | 0.47846 | 0 | 10.1453 | 56.7704 | 1.522 | 0 | 0 | 0.47846 | 0 | 11.1888 | 33.8414 | 1.522
|  |  | 9.167 | 51.9066 | 42.7396 | 16.3182 | 42.7396 | 0 | 95.236 | 9.167 | 0 | 0 | 9.167 | 7.1512 | 0 | 40.2775 | 9.167
|  |  | 7.1962 | 67.2863 | 60.0901 | 21.1532 | 60.0901 | 0 | 149.3171 | 7.1962 | 0 | 0 | 7.1962 | 13.957 | 0 | 52.8387 | 7.1962
|  |  | 6.03 | 139.2186 | 133.1886 | 43.7669 | 133.1886 | 0 | 269.1869 | 6.03 | 0 | 0 | 6.03 | 37.7369 | 0 | 86.802 | 6.03
|  |  | 6.0645 | 198.6549 | 192.5904 | 62.4522 | 126.0359 | 0 | 382.6192 | 72.619 | 66.5545 | 0 | 6.0645 | 56.3878 | 0 | 137.551 | 72.619
|  |  | 6.9622 | 203.2208 | 196.2586 | 63.8876 | 0 | 0 | 382.6192 | 203.2208 | 196.2586 | 0 | 6.9622 | 56.9254 | 0 | 188.7838 | 203.2208
|  |  | 9.2104 | 198.5748 | 189.3644 | 62.427 | 0 | 0 | 382.6192 | 198.5748 | 189.3644 | 0 | 9.2104 | 53.2166 | 0 | 236.6788 | 198.5748
|  |  | 12.2202 | 173.6628 | 161.4426 | 54.5953 | 0 | 0 | 382.6192 | 173.6628 | 161.4426 | 0 | 12.2202 | 42.3751 | 0 | 274.8164 | 173.6628
|  |  | 15.3949 | 181.7532 | 166.3583 | 57.1387 | 0 | 0 | 382.6192 | 181.7532 | 166.3583 | 0 | 15.3949 | 41.7438 | 0 | 312.3858 | 181.7532
|  |  | 18.6761 | 203.5412 | 184.8651 | 63.9883 | 0 | 0 | 382.6192 | 203.5412 | 184.8651 | 0 | 18.6761 | 45.3123 | 0 | 353.1668 | 203.5412
|  |  | 22.1391 | 149.1514 | 127.0123 | 46.8895 | 0 | 0 | 382.6192 | 149.1514 | 127.0123 | 0 | 22.1391 | 24.7504 | 0 | 375.4422 | 149.1514
|  |  | 26.0591 | 90.6763 | 64.6172 | 28.5064 | 0 | 0 | 382.6192 | 90.6763 | 64.6172 | 0 | 26.0591 | 2.4473 | 0 | 377.6447 | 90.6763
|  |  | 29.8278 | 12.0955 | -17.7323 | 3.8025 | 0 | 17.7323 | 362.9167 | 12.0955 | 0 | 0 | 3.8025 | 0 | 26.0253 | 348.7277 | 12.0955
|  |  | 32.3465 | 0 | -32.3465 | 0 | 0 | 32.3465 | 326.9761 | 0 | 0 | 0 | 0 | 0 | 32.3465 | 312.7872 | 0
|  |  | 33.6507 | 0 | -33.6507 | 0 | 0 | 33.6507 | 289.5865 | 0 | 0 | 0 | 0 | 0 | 33.6507 | 275.3975 | 0
|  |  | 34.0882 | 0 | -34.0882 | 0 | 0 | 34.0882 | 251.7107 | 0 | 0 | 0 | 0 | 0 | 34.0882 | 237.5218 | 0
|  |  | 33.501 | 0 | -33.501 | 0 | 0 | 33.501 | 214.4874 | 0 | 0 | 0 | 0 | 0 | 33.501 | 200.2985 | 0
|  |  | 32.1465 | 0 | -32.1465 | 0 | 0 | 32.1465 | 178.7691 | 0 | 0 | 0 | 0 | 0 | 32.1465 | 164.5801 | 0
|  |  | 30.2465 | 0 | -30.2465 | 0 | 0 | 30.2465 | 145.1619 | 0 | 0 | 0 | 0 | 0 | 30.2465 | 130.973 | 0
|  |  | 28.1491 | 0 | -28.1491 | 0 | 0 | 28.1491 | 113.8851 | 0 | 0 | 0 | 0 | 0 | 28.1491 | 99.6962 | 0
|  |  | 25.2107 | 0 | -25.2107 | 0 | 0 | 25.2107 | 85.8732 | 0 | 0 | 0 | 0 | 0 | 25.2107 | 71.6843 | 0
|  |  | 21.4417 | 0 | -21.4417 | 0 | 0 | 21.4417 | 62.0492 | 0 | 0 | 0 | 0 | 0 | 21.4417 | 47.8602 | 0
|  |  | 17.5188 | 0 | -17.5188 | 0 | 0 | 17.5188 | 42.5838 | 0 | 0 | 0 | 0 | 0 | 17.5188 | 28.3948 | 0
|  |  | 14.3414 | 0 | -14.3414 | 0 | 0 | 14.3414 | 26.6489 | 0 | 0 | 0 | 0 | 0 | 14.3414 | 12.46 | 0
|  |  | 11.6673 | 1.4419 | -10.2254 | 0.45328 | 0 | 10.2254 | 15.2873 | 1.4419 | 0 | 0 | 0.45328 | 0 | 11.214 | 0 | 1.4419
|  |  | 9.167 | 62.6404 | 53.4734 | 19.6926 | 53.4734 | 0 | 63.4134 | 9.167 | 0 | 10.5256 | 9.167 | 0 | 0 | 0 | 9.167
|  |  | 7.1962 | 139.3788 | 132.1826 | 43.8173 | 132.1826 | 0 | 182.3778 | 7.1962 | 0 | 36.6211 | 7.1962 | 0 | 0 | 0 | 7.1962
|  |  | 6.03 | 217.1586 | 211.1286 | 68.2693 | 211.1286 | 0 | 372.3936 | 6.03 | 0 | 62.2393 | 6.03 | 0 | 0 | 0 | 6.03
|  |  | 6.0645 | 296.14 | 290.0755 | 93.0991 | 11.3619 | 0 | 382.6192 | 284.7781 | 278.7136 | 87.0347 | 6.0645 | 0 | 0 | 0 | 284.7781
|  |  | 6.9622 | 321.7729 | 314.8107 | 101.1575 | 0 | 0 | 382.6192 | 321.7729 | 314.8107 | 89.0105 | 6.9622 | 5.1848 | 0 | 4.6663 | 321.7729
|  |  | 9.2104 | 332.6668 | 323.4564 | 104.5823 | 0 | 0 | 382.6192 | 332.6668 | 323.4564 | 0 | 9.2104 | 95.3719 | 0 | 90.501 | 332.6668
|  |  | 12.2202 | 357.1783 | 344.9581 | 112.2881 | 0 | 0 | 382.6192 | 357.1783 | 344.9581 | 0 | 12.2202 | 100.0678 | 0 | 180.5621 | 357.1783
|  |  | 15.3949 | 337.1526 | 321.7577 | 105.9925 | 0 | 0 | 382.6192 | 337.1526 | 321.7577 | 0 | 15.3949 | 90.5976 | 0 | 262.0999 | 337.1526
|  |  | 18.6761 | 267.6234 | 248.9473 | 84.1342 | 0 | 0 | 382.6192 | 267.6234 | 248.9473 | 0 | 18.6761 | 65.4581 | 0 | 321.0122 | 267.6234
|  |  | 22.1391 | 190.6446 | 168.5055 | 59.934 | 0 | 0 | 382.6192 | 190.6446 | 168.5055 | 0 | 22.1391 | 37.7949 | 0 | 355.0276 | 190.6446
|  |  | 26.0591 | 105.175 | 79.1158 | 33.0644 | 0 | 0 | 382.6192 | 105.175 | 79.1158 | 0 | 26.0591 | 7.0053 | 0 | 361.3323 | 105.175
|  |  | 29.8278 | 14.0981 | -15.7297 | 4.4321 | 0 | 15.7297 | 365.1418 | 14.0981 | 0 | 0 | 4.4321 | 0 | 25.3957 | 333.1148 | 14.0981
|  |  | 32.3465 | 0 | -32.3465 | 0 | 0 | 32.3465 | 329.2012 | 0 | 0 | 0 | 0 | 0 | 32.3465 | 297.1743 | 0
|  |  | 33.6507 | 0 | -33.6507 | 0 | 0 | 33.6507 | 291.8116 | 0 | 0 | 0 | 0 | 0 | 33.6507 | 259.7846 | 0
|  |  | 34.0882 | 0 | -34.0882 | 0 | 0 | 34.0882 | 253.9358 | 0 | 0 | 0 | 0 | 0 | 34.0882 | 221.9089 | 0
|  |  | 33.501 | 0 | -33.501 | 0 | 0 | 33.501 | 216.7125 | 0 | 0 | 0 | 0 | 0 | 33.501 | 184.6856 | 0
|  |  | 32.1465 | 0 | -32.1465 | 0 | 0 | 32.1465 | 180.9941 | 0 | 0 | 0 | 0 | 0 | 32.1465 | 148.9672 | 0
|  |  | 24.0861 | 0 | -24.0861 | 0 | 0 | 24.0861 | 154.2318 | 0 | 0 | 0 | 0 | 0 | 24.0861 | 122.2049 | 0
|  |  | 22.6294 | 0 | -22.6294 | 0 | 0 | 22.6294 | 129.0881 | 0 | 0 | 0 | 0 | 0 | 22.6294 | 97.0612 | 0
|  |  | 20.8758 | 0 | -20.8758 | 0 | 0 | 20.8758 | 105.8928 | 0 | 0 | 0 | 0 | 0 | 20.8758 | 73.8659 | 0
|  |  | 18.9345 | 0 | -18.9345 | 0 | 0 | 18.9345 | 84.8544 | 0 | 0 | 0 | 0 | 0 | 18.9345 | 52.8275 | 0
|  |  | 15.4144 | 0 | -15.4144 | 0 | 0 | 15.4144 | 67.7273 | 0 | 0 | 0 | 0 | 0 | 15.4144 | 35.7004 | 0
|  |  | 11.7376 | 0 | -11.7376 | 0 | 0 | 11.7376 | 54.6855 | 0 | 0 | 0 | 0 | 0 | 11.7376 | 22.6586 | 0
|  |  | 16.1057 | 2.7235 | -13.3823 | 0.8562 | 0 | 13.3823 | 39.8163 | 2.7235 | 0 | 0 | 0.8562 | 0 | 15.2496 | 5.7146 | 2.7235
|  |  | 19.9504 | 47.1004 | 27.1501 | 14.8072 | 27.1501 | 0 | 64.2513 | 19.9504 | 0 | 0 | 14.8072 | 0 | 5.1432 | 0 | 19.9504
|  |  | 26.3005 | 205.9442 | 179.6437 | 64.7438 | 179.6437 | 0 | 225.9307 | 26.3005 | 0 | 38.4433 | 26.3005 | 0 | 0 | 0 | 26.3005
|  |  | 31.0713 | 307.3544 | 276.2831 | 96.6247 | 174.0984 | 0 | 382.6192 | 133.256 | 102.1847 | 65.5534 | 31.0713 | 0 | 0 | 0 | 133.256
|  |  | 33.2435 | 358.3798 | 325.1363 | 112.6658 | 0 | 0 | 382.6192 | 358.3798 | 325.1363 | 79.4223 | 33.2435 | 0 | 0 | 0 | 358.3798
|  |  | 33.9264 | 432.0744 | 398.148 | 135.8336 | 0 | 0 | 382.6192 | 432.0744 | 398.148 | 101.9071 | 33.9264 | 0 | 0 | 0 | 432.0744
|  |  | 35.3688 | 508.3322 | 472.9635 | 159.8072 | 0 | 0 | 382.6192 | 508.3322 | 472.9635 | 124.4384 | 35.3688 | 0 | 0 | 0 | 508.3322
|  |  | 34.1685 | 548.704 | 514.5355 | 172.4991 | 0 | 0 | 382.6192 | 548.704 | 514.5355 | 27.3369 | 34.1685 | 110.9936 | 0 | 99.8943 | 548.704
|  |  | 35.1159 | 505.2883 | 470.1724 | 158.8502 | 0 | 0 | 382.6192 | 505.2883 | 470.1724 | 0 | 35.1159 | 123.7343 | 0 | 211.2552 | 505.2883
|  |  | 40.4938 | 397.7103 | 357.2165 | 125.0303 | 0 | 0 | 382.6192 | 397.7103 | 357.2165 | 0 | 40.4938 | 84.5365 | 0 | 287.338 | 397.7103
|  |  | 46.2897 | 278.5174 | 232.2277 | 87.559 | 0 | 0 | 382.6192 | 278.5174 | 232.2277 | 0 | 46.2897 | 41.2693 | 0 | 324.4804 | 278.5174
|  |  | 46.7678 | 138.1773 | 91.4095 | 43.4395 | 0 | 0 | 382.6192 | 138.1773 | 91.4095 | 0 | 43.4395 | 0 | 3.3282 | 320.7824 | 138.1773
|  |  | 41.1187 | 26.2737 | -14.845 | 8.2598 | 0 | 14.845 | 366.1248 | 26.2737 | 0 | 0 | 8.2598 | 0 | 32.8589 | 284.2725 | 26.2737
|  |  | 30.6708 | 0 | -30.6708 | 0 | 0 | 30.6708 | 332.0462 | 0 | 0 | 0 | 0 | 0 | 30.6708 | 250.1939 | 0
|  |  | 23.3615 | 0 | -23.3615 | 0 | 0 | 23.3615 | 306.089 | 0 | 0 | 0 | 0 | 0 | 23.3615 | 224.2367 | 0
|  |  | 23.6941 | 0 | -23.6941 | 0 | 0 | 23.6941 | 279.7622 | 0 | 0 | 0 | 0 | 0 | 23.6941 | 197.9099 | 0
|  |  | 24.2768 | 0 | -24.2768 | 0 | 0 | 24.2768 | 252.7879 | 0 | 0 | 0 | 0 | 0 | 24.2768 | 170.9356 | 0
|  |  | 24.5562 | 0 | -24.5562 | 0 | 0 | 24.5562 | 225.5033 | 0 | 0 | 0 | 0 | 0 | 24.5562 | 143.651 | 0
|  |  | 24.0861 | 0 | -24.0861 | 0 | 0 | 24.0861 | 198.7409 | 0 | 0 | 0 | 0 | 0 | 24.0861 | 116.8887 | 0
|  |  | 22.6294 | 0 | -22.6294 | 0 | 0 | 22.6294 | 173.5972 | 0 | 0 | 0 | 0 | 0 | 22.6294 | 91.7449 | 0
|  |  | 20.8758 | 0 | -20.8758 | 0 | 0 | 20.8758 | 150.4019 | 0 | 0 | 0 | 0 | 0 | 20.8758 | 68.5496 | 0
|  |  | 18.9345 | 0 | -18.9345 | 0 | 0 | 18.9345 | 129.3635 | 0 | 0 | 0 | 0 | 0 | 18.9345 | 47.5112 | 0
|  |  | 15.4144 | 0 | -15.4144 | 0 | 0 | 15.4144 | 112.2364 | 0 | 0 | 0 | 0 | 0 | 15.4144 | 30.3841 | 0
|  |  | 11.7376 | 0 | -11.7376 | 0 | 0 | 11.7376 | 99.1946 | 0 | 0 | 0 | 0 | 0 | 11.7376 | 17.3423 | 0
|  |  | 16.1057 | 3.3643 | -12.7414 | 1.0577 | 0 | 12.7414 | 85.0374 | 3.3643 | 0 | 0 | 1.0577 | 0 | 15.0481 | 0.62219 | 3.3643
|  |  | 19.9504 | 61.6791 | 41.7288 | 19.3904 | 41.7288 | 0 | 122.5933 | 19.9504 | 0 | 0 | 19.3904 | 0 | 0.55997 | 0 | 19.9504
|  |  | 26.3005 | 121.596 | 95.2955 | 38.2268 | 95.2955 | 0 | 208.3593 | 26.3005 | 0 | 11.9263 | 26.3005 | 0 | 0 | 0 | 26.3005
|  |  | 31.0713 | 170.3786 | 139.3073 | 53.5628 | 139.3073 | 0 | 333.7359 | 31.0713 | 0 | 22.4916 | 31.0713 | 0 | 0 | 0 | 31.0713
|  |  | 33.2435 | 240.8691 | 207.6255 | 75.7233 | 54.3149 | 0 | 382.6192 | 186.5542 | 153.3107 | 26.2129 | 33.2435 | 16.2669 | 0 | 14.6402 | 186.5542
|  |  | 33.9264 | 66.0047 | 32.0783 | 20.7503 | 0 | 0 | 382.6192 | 66.0047 | 32.0783 | 0 | 20.7503 | 0 | 13.1762 | 0 | 66.0047
|  |  | 35.3688 | 179.8307 | 144.462 | 56.5344 | 0 | 0 | 382.6192 | 179.8307 | 144.462 | 21.1656 | 35.3688 | 0 | 0 | 0 | 179.8307
|  |  | 34.1685 | 395.2271 | 361.0586 | 124.2497 | 0 | 0 | 382.6192 | 395.2271 | 361.0586 | 81.8502 | 34.1685 | 8.2309 | 0 | 7.4079 | 395.2271
|  |  | 35.1159 | 513.5389 | 478.423 | 161.444 | 0 | 0 | 382.6192 | 513.5389 | 478.423 | 0 | 35.1159 | 126.3281 | 0 | 121.1032 | 513.5389
|  |  | 40.4938 | 595.6443 | 555.1504 | 187.2559 | 0 | 0 | 382.6192 | 595.6443 | 555.1504 | 0 | 40.4938 | 146.7621 | 0 | 253.189 | 595.6443
|  |  | 46.2897 | 387.4571 | 341.1675 | 121.807 | 0 | 0 | 382.6192 | 387.4571 | 341.1675 | 0 | 46.2897 | 75.5173 | 0 | 321.1546 | 387.4571
|  |  | 46.7678 | 168.2158 | 121.4481 | 52.8829 | 0 | 0 | 382.6192 | 168.2158 | 121.4481 | 0 | 46.7678 | 6.1152 | 0 | 326.6583 | 168.2158
|  |  | 41.1187 | 29.7181 | -11.4006 | 9.3427 | 0 | 11.4006 | 369.952 | 29.7181 | 0 | 0 | 9.3427 | 0 | 31.776 | 291.3516 | 29.7181
|  |  | 30.6708 | 0 | -30.6708 | 0 | 0 | 30.6708 | 335.8734 | 0 | 0 | 0 | 0 | 0 | 30.6708 | 257.273 | 0
|  |  | 23.3615 | 0 | -23.3615 | 0 | 0 | 23.3615 | 309.9161 | 0 | 0 | 0 | 0 | 0 | 23.3615 | 231.3157 | 0
|  |  | 23.6941 | 0 | -23.6941 | 0 | 0 | 23.6941 | 283.5893 | 0 | 0 | 0 | 0 | 0 | 23.6941 | 204.9889 | 0
|  |  | 24.2768 | 0 | -24.2768 | 0 | 0 | 24.2768 | 256.615 | 0 | 0 | 0 | 0 | 0 | 24.2768 | 178.0146 | 0
|  |  | 24.5562 | 0 | -24.5562 | 0 | 0 | 24.5562 | 229.3304 | 0 | 0 | 0 | 0 | 0 | 24.5562 | 150.73 | 0
|  |  | 24.0861 | 0 | -24.0861 | 0 | 0 | 24.0861 | 202.5681 | 0 | 0 | 0 | 0 | 0 | 24.0861 | 123.9677 | 0
|  |  | 22.6294 | 0 | -22.6294 | 0 | 0 | 22.6294 | 177.4243 | 0 | 0 | 0 | 0 | 0 | 22.6294 | 98.8239 | 0
|  |  | 20.8758 | 0 | -20.8758 | 0 | 0 | 20.8758 | 154.229 | 0 | 0 | 0 | 0 | 0 | 20.8758 | 75.6286 | 0
|  |  | 18.9345 | 0 | -18.9345 | 0 | 0 | 18.9345 | 133.1907 | 0 | 0 | 0 | 0 | 0 | 18.9345 | 54.5903 | 0
|  |  | 15.4144 | 0 | -15.4144 | 0 | 0 | 15.4144 | 116.0635 | 0 | 0 | 0 | 0 | 0 | 15.4144 | 37.4631 | 0
|  |  | 11.7376 | 0 | -11.7376 | 0 | 0 | 11.7376 | 103.0217 | 0 | 0 | 0 | 0 | 0 | 11.7376 | 24.4213 | 0
|  |  | 16.1057 | 2.6434 | -13.4624 | 0.83102 | 0 | 13.4624 | 88.0635 | 2.6434 | 0 | 0 | 0.83102 | 0 | 15.2747 | 7.4494 | 2.6434
|  |  | 19.9504 | 42.1341 | 22.1837 | 13.2459 | 22.1837 | 0 | 108.0289 | 19.9504 | 0 | 0 | 13.2459 | 0 | 6.7045 | 0 | 19.9504
|  |  | 26.3005 | 214.6755 | 188.3749 | 67.4887 | 188.3749 | 0 | 277.5663 | 26.3005 | 0 | 41.1882 | 26.3005 | 0 | 0 | 0 | 26.3005
|  |  | 31.0713 | 385.5347 | 354.4634 | 121.2026 | 116.7255 | 0 | 382.6192 | 268.8092 | 237.7379 | 90.1313 | 31.0713 | 0 | 0 | 0 | 268.8092
|  |  | 33.2435 | 524.7533 | 491.5098 | 164.9695 | 0 | 0 | 382.6192 | 524.7533 | 491.5098 | 131.726 | 33.2435 | 0 | 0 | 0 | 524.7533
|  |  | 33.9264 | 616.471 | 582.5446 | 193.8033 | 0 | 0 | 382.6192 | 616.471 | 582.5446 | 159.8769 | 33.9264 | 0 | 0 | 0 | 616.471
|  |  | 35.3688 | 659.2459 | 623.8771 | 207.2507 | 0 | 0 | 382.6192 | 659.2459 | 623.8771 | 171.8819 | 35.3688 | 0 | 0 | 0 | 659.2459
|  |  | 34.1685 | 645.9488 | 611.7803 | 203.0704 | 0 | 0 | 382.6192 | 645.9488 | 611.7803 | 119.101 | 34.1685 | 49.8009 | 0 | 44.8208 | 645.9488
|  |  | 35.1159 | 582.3472 | 547.2313 | 183.0757 | 0 | 0 | 382.6192 | 582.3472 | 547.2313 | 0 | 35.1159 | 147.9598 | 0 | 177.9846 | 582.3472
|  |  | 40.4938 | 465.9579 | 425.464 | 146.4857 | 0 | 0 | 382.6192 | 465.9579 | 425.464 | 0 | 40.4938 | 105.9919 | 0 | 273.3773 | 465.9579
|  |  | 46.2897 | 309.1166 | 262.827 | 97.1787 | 0 | 0 | 382.6192 | 309.1166 | 262.827 | 0 | 46.2897 | 50.889 | 0 | 319.1774 | 309.1166
|  |  | 46.7678 | 152.4356 | 105.6678 | 47.922 | 0 | 0 | 382.6192 | 152.4356 | 105.6678 | 0 | 46.7678 | 1.1542 | 0 | 320.2162 | 152.4356
|  |  | 41.1187 | 22.6691 | -18.4496 | 7.1266 | 0 | 18.4496 | 362.1197 | 22.6691 | 0 | 0 | 7.1266 | 0 | 33.9921 | 282.4472 | 22.6691
|  |  | 30.6708 | 0 | -30.6708 | 0 | 0 | 30.6708 | 328.0411 | 0 | 0 | 0 | 0 | 0 | 30.6708 | 248.3686 | 0
|  |  | 23.3615 | 0 | -23.3615 | 0 | 0 | 23.3615 | 302.0838 | 0 | 0 | 0 | 0 | 0 | 23.3615 | 222.4113 | 0
|  |  | 23.6941 | 0 | -23.6941 | 0 | 0 | 23.6941 | 275.757 | 0 | 0 | 0 | 0 | 0 | 23.6941 | 196.0845 | 0
|  |  | 24.2768 | 0 | -24.2768 | 0 | 0 | 24.2768 | 248.7827 | 0 | 0 | 0 | 0 | 0 | 24.2768 | 169.1102 | 0
|  |  | 24.5562 | 0 | -24.5562 | 0 | 0 | 24.5562 | 221.4981 | 0 | 0 | 0 | 0 | 0 | 24.5562 | 141.8256 | 0
|  |  | 24.0861 | 0 | -24.0861 | 0 | 0 | 24.0861 | 194.7358 | 0 | 0 | 0 | 0 | 0 | 24.0861 | 115.0633 | 0
|  |  | 22.6294 | 0 | -22.6294 | 0 | 0 | 22.6294 | 169.592 | 0 | 0 | 0 | 0 | 0 | 22.6294 | 89.9195 | 0
|  |  | 20.8758 | 0 | -20.8758 | 0 | 0 | 20.8758 | 146.3967 | 0 | 0 | 0 | 0 | 0 | 20.8758 | 66.7242 | 0
|  |  | 18.9345 | 0 | -18.9345 | 0 | 0 | 18.9345 | 125.3584 | 0 | 0 | 0 | 0 | 0 | 18.9345 | 45.6859 | 0
|  |  | 15.4144 | 0 | -15.4144 | 0 | 0 | 15.4144 | 108.2313 | 0 | 0 | 0 | 0 | 0 | 15.4144 | 28.5588 | 0
|  |  | 11.7376 | 0 | -11.7376 | 0 | 0 | 11.7376 | 95.1894 | 0 | 0 | 0 | 0 | 0 | 11.7376 | 15.5169 | 0
|  |  | 16.1057 | 6.8087 | -9.297 | 2.1405 | 0 | 9.297 | 84.8594 | 6.8087 | 0 | 0 | 2.1405 | 0 | 13.9653 | -2.3497e-15 | 6.8087
|  |  | 19.9504 | 85.8702 | 65.9198 | 26.9955 | 65.9198 | 0 | 144.1873 | 19.9504 | 0 | 7.0451 | 19.9504 | 0 | -2.1148e-15 | 0 | 19.9504
|  |  | 26.3005 | 198.0942 | 171.7937 | 62.2759 | 171.7937 | 0 | 298.8015 | 26.3005 | 0 | 35.9754 | 26.3005 | 0 | 0 | 0 | 26.3005
|  |  | 31.0713 | 308.1554 | 277.0841 | 96.8765 | 93.1308 | 0 | 382.6192 | 215.0246 | 183.9533 | 65.8052 | 31.0713 | 0 | 0 | 0 | 215.0246
|  |  | 33.2435 | 492.0714 | 458.8278 | 154.6952 | 0 | 0 | 382.6192 | 492.0714 | 458.8278 | 119.8171 | 33.2435 | 1.6345 | 0 | 1.4711 | 492.0714
|  |  | 33.9264 | 462.4334 | 428.5069 | 145.3777 | 0 | 0 | 382.6192 | 462.4334 | 428.5069 | 0 | 33.9264 | 111.4513 | 0 | 101.7772 | 462.4334
|  |  | 35.3688 | 530.3605 | 494.9917 | 166.7323 | 0 | 0 | 382.6192 | 530.3605 | 494.9917 | 0 | 35.3688 | 131.3635 | 0 | 220.0044 | 530.3605
|  |  | 34.1685 | 451.6996 | 417.531 | 142.0032 | 0 | 0 | 382.6192 | 451.6996 | 417.531 | 0 | 34.1685 | 107.8347 | 0 | 317.0556 | 451.6996
|  |  | 35.1159 | 282.122 | 247.0061 | 88.6922 | 0 | 0 | 382.6192 | 282.122 | 247.0061 | 0 | 35.1159 | 53.5763 | 0 | 365.2743 | 282.122
|  |  | 40.4938 | 136.415 | 95.9212 | 42.8855 | 0 | 0 | 382.6192 | 136.415 | 95.9212 | 0 | 40.4938 | 2.3917 | 0 | 367.4268 | 136.415
|  |  | 46.2897 | 160.6061 | 114.3164 | 50.4906 | 0 | 0 | 382.6192 | 160.6061 | 114.3164 | 0 | 46.2897 | 4.2009 | 0 | 371.2077 | 160.6061
|  |  | 46.7678 | 45.0979 | -1.6699 | 14.1777 | 0 | 1.6699 | 380.7638 | 45.0979 | 0 | 0 | 14.1777 | 0 | 32.5901 | 334.9964 | 45.0979
|  |  | 41.1187 | 6.0878 | -35.0309 | 1.9139 | 0 | 35.0309 | 341.8406 | 6.0878 | 0 | 0 | 1.9139 | 0 | 39.2048 | 291.4355 | 6.0878
|  |  | 30.6708 | 0 | -30.6708 | 0 | 0 | 30.6708 | 307.762 | 0 | 0 | 0 | 0 | 0 | 30.6708 | 257.3569 | 0
|  |  | 23.3615 | 0 | -23.3615 | 0 | 0 | 23.3615 | 281.8047 | 0 | 0 | 0 | 0 | 0 | 23.3615 | 231.3996 | 0
|  |  | 23.6941 | 0 | -23.6941 | 0 | 0 | 23.6941 | 255.4779 | 0 | 0 | 0 | 0 | 0 | 23.6941 | 205.0728 | 0
|  |  | 24.2768 | 0 | -24.2768 | 0 | 0 | 24.2768 | 228.5036 | 0 | 0 | 0 | 0 | 0 | 24.2768 | 178.0986 | 0
|  |  | 24.5562 | 0 | -24.5562 | 0 | 0 | 24.5562 | 201.219 | 0 | 0 | 0 | 0 | 0 | 24.5562 | 150.8139 | 0
|  |  | 24.0861 | 0 | -24.0861 | 0 | 0 | 24.0861 | 174.4567 | 0 | 0 | 0 | 0 | 0 | 24.0861 | 124.0516 | 0
|  |  | 22.6294 | 0 | -22.6294 | 0 | 0 | 22.6294 | 149.3129 | 0 | 0 | 0 | 0 | 0 | 22.6294 | 98.9079 | 0
|  |  | 20.8758 | 0 | -20.8758 | 0 | 0 | 20.8758 | 126.1176 | 0 | 0 | 0 | 0 | 0 | 20.8758 | 75.7126 | 0
|  |  | 18.9345 | 0 | -18.9345 | 0 | 0 | 18.9345 | 105.0793 | 0 | 0 | 0 | 0 | 0 | 18.9345 | 54.6742 | 0
|  |  | 15.4144 | 0 | -15.4144 | 0 | 0 | 15.4144 | 87.9522 | 0 | 0 | 0 | 0 | 0 | 15.4144 | 37.5471 | 0
|  |  | 11.7376 | 0 | -11.7376 | 0 | 0 | 11.7376 | 74.9104 | 0 | 0 | 0 | 0 | 0 | 11.7376 | 24.5053 | 0
|  |  | 16.1057 | 2.4031 | -13.7027 | 0.75547 | 0 | 13.7027 | 59.6852 | 2.4031 | 0 | 0 | 0.75547 | 0 | 15.3503 | 7.4494 | 2.4031
|  |  | 19.9504 | 42.1341 | 22.1837 | 13.2459 | 22.1837 | 0 | 79.6505 | 19.9504 | 0 | 0 | 13.2459 | 0 | 6.7045 | 0 | 19.9504
|  |  | 26.3005 | 217.7995 | 191.4989 | 68.4708 | 191.4989 | 0 | 251.9995 | 26.3005 | 0 | 42.1703 | 26.3005 | 0 | 0 | 0 | 26.3005
|  |  | 31.0713 | 390.9016 | 359.8303 | 122.8898 | 145.133 | 0 | 382.6192 | 245.7686 | 214.6973 | 91.8186 | 31.0713 | 0 | 0 | 0 | 245.7686
|  |  | 33.2435 | 533.9651 | 500.7216 | 167.8655 | 0 | 0 | 382.6192 | 533.9651 | 500.7216 | 134.622 | 33.2435 | 0 | 0 | 0 | 533.9651
|  |  | 33.9264 | 630.6492 | 596.7228 | 198.2606 | 0 | 0 | 382.6192 | 630.6492 | 596.7228 | 164.3342 | 33.9264 | 0 | 0 | 0 | 630.6492
|  |  | 35.3688 | 673.0236 | 637.6548 | 211.5821 | 0 | 0 | 382.6192 | 673.0236 | 637.6548 | 176.2133 | 35.3688 | 0 | 0 | 0 | 673.0236
|  |  | 34.1685 | 664.8531 | 630.6845 | 209.0135 | 0 | 0 | 382.6192 | 664.8531 | 630.6845 | 118.4801 | 34.1685 | 56.3648 | 0 | 50.7283 | 664.8531
|  |  | 35.1159 | 599.1688 | 564.0529 | 188.3639 | 0 | 0 | 382.6192 | 599.1688 | 564.0529 | 0 | 35.1159 | 153.248 | 0 | 188.6516 | 599.1688
|  |  | 40.4938 | 482.6994 | 442.2055 | 151.7488 | 0 | 0 | 382.6192 | 482.6994 | 442.2055 | 0 | 40.4938 | 111.255 | 0 | 288.781 | 482.6994
|  |  | 46.2897 | 322.5739 | 276.2842 | 101.4093 | 0 | 0 | 382.6192 | 322.5739 | 276.2842 | 0 | 46.2897 | 55.1196 | 0 | 338.3887 | 322.5739
|  |  | 46.7678 | 162.2882 | 115.5205 | 51.0194 | 0 | 0 | 382.6192 | 162.2882 | 115.5205 | 0 | 46.7678 | 4.2517 | 0 | 342.2152 | 162.2882
|  |  | 41.1187 | 24.1109 | -17.0077 | 7.5799 | 0 | 17.0077 | 363.7217 | 24.1109 | 0 | 0 | 7.5799 | 0 | 33.5388 | 304.9499 | 24.1109
|  |  | 30.6708 | 0 | -30.6708 | 0 | 0 | 30.6708 | 329.6431 | 0 | 0 | 0 | 0 | 0 | 30.6708 | 270.8713 | 0
|  |  | 23.3615 | 0 | -23.3615 | 0 | 0 | 23.3615 | 303.6859 | 0 | 0 | 0 | 0 | 0 | 23.3615 | 244.914 | 0
|  |  | 23.6941 | 0 | -23.6941 | 0 | 0 | 23.6941 | 277.3591 | 0 | 0 | 0 | 0 | 0 | 23.6941 | 218.5872 | 0
|  |  | 24.2768 | 0 | -24.2768 | 0 | 0 | 24.2768 | 250.3848 | 0 | 0 | 0 | 0 | 0 | 24.2768 | 191.6129 | 0
|  |  | 24.5562 | 0 | -24.5562 | 0 | 0 | 24.5562 | 223.1002 | 0 | 0 | 0 | 0 | 0 | 24.5562 | 164.3283 | 0
|  |  | 30.2465 | 0 | -30.2465 | 0 | 0 | 30.2465 | 189.493 | 0 | 0 | 0 | 0 | 0 | 30.2465 | 130.7211 | 0
|  |  | 28.1491 | 0 | -28.1491 | 0 | 0 | 28.1491 | 158.2162 | 0 | 0 | 0 | 0 | 0 | 28.1491 | 99.4443 | 0
|  |  | 25.2107 | 0 | -25.2107 | 0 | 0 | 25.2107 | 130.2043 | 0 | 0 | 0 | 0 | 0 | 25.2107 | 71.4324 | 0
|  |  | 21.4417 | 0 | -21.4417 | 0 | 0 | 21.4417 | 106.3803 | 0 | 0 | 0 | 0 | 0 | 21.4417 | 47.6084 | 0
|  |  | 17.5188 | 0 | -17.5188 | 0 | 0 | 17.5188 | 86.9149 | 0 | 0 | 0 | 0 | 0 | 17.5188 | 28.143 | 0
|  |  | 14.3414 | 0 | -14.3414 | 0 | 0 | 14.3414 | 70.98 | 0 | 0 | 0 | 0 | 0 | 14.3414 | 12.2082 | 0
|  |  | 11.6673 | 2.1628 | -9.5045 | 0.67992 | 0 | 9.5045 | 60.4195 | 2.1628 | 0 | 0 | 0.67992 | 0 | 10.9873 | 0 | 2.1628
|  |  | 9.167 | 42.1341 | 32.9671 | 13.2459 | 32.9671 | 0 | 90.0899 | 9.167 | 0 | 4.079 | 9.167 | 0 | 0 | 0 | 9.167
|  |  | 7.1962 | 214.8357 | 207.6394 | 67.5391 | 207.6394 | 0 | 276.9654 | 7.1962 | 0 | 60.3428 | 7.1962 | 0 | 0 | 0 | 7.1962
|  |  | 6.03 | 385.2143 | 379.1843 | 121.1019 | 117.3932 | 0 | 382.6192 | 267.8211 | 261.7911 | 115.0719 | 6.03 | 0 | 0 | 0 | 267.8211
|  |  | 6.0645 | 524.513 | 518.4485 | 164.894 | 0 | 0 | 382.6192 | 524.513 | 518.4485 | 158.8295 | 6.0645 | 0 | 0 | 0 | 524.513
|  |  | 6.9622 | 616.3108 | 609.3486 | 193.753 | 0 | 0 | 382.6192 | 616.3108 | 609.3486 | 186.7908 | 6.9622 | 0 | 0 | 0 | 616.3108
|  |  | 9.2104 | 657.4035 | 648.1931 | 206.6715 | 0 | 0 | 382.6192 | 657.4035 | 648.1931 | 197.4611 | 9.2104 | 0 | 0 | 0 | 657.4035
|  |  | 12.2202 | 642.985 | 630.7648 | 202.1387 | 0 | 0 | 382.6192 | 642.985 | 630.7648 | 166.2439 | 12.2202 | 23.6745 | 0 | 21.3071 | 642.985
|  |  | 15.3949 | 578.5023 | 563.1074 | 181.8669 | 0 | 0 | 382.6192 | 578.5023 | 563.1074 | 0 | 15.3949 | 166.472 | 0 | 171.1318 | 578.5023
|  |  | 18.6761 | 465.2369 | 446.5609 | 146.2591 | 0 | 0 | 382.6192 | 465.2369 | 446.5609 | 0 | 18.6761 | 127.583 | 0 | 285.9565 | 465.2369
|  |  | 22.1391 | 309.6773 | 287.5382 | 97.3549 | 0 | 0 | 382.6192 | 309.6773 | 287.5382 | 0 | 22.1391 | 75.2158 | 0 | 353.6508 | 309.6773
|  |  | 26.0591 | 154.8387 | 128.7795 | 48.6775 | 0 | 0 | 382.6192 | 154.8387 | 128.7795 | 0 | 26.0591 | 22.6183 | 0 | 374.0073 | 154.8387
|  |  | 29.8278 | 21.8681 | -7.9598 | 6.8748 | 0 | 7.9598 | 373.7751 | 21.8681 | 0 | 0 | 6.8748 | 0 | 22.9531 | 348.5039 | 21.8681
|  |  | 32.3465 | 0 | -32.3465 | 0 | 0 | 32.3465 | 337.8345 | 0 | 0 | 0 | 0 | 0 | 32.3465 | 312.5634 | 0
|  |  | 33.6507 | 0 | -33.6507 | 0 | 0 | 33.6507 | 300.4449 | 0 | 0 | 0 | 0 | 0 | 33.6507 | 275.1737 | 0
|  |  | 34.0882 | 0 | -34.0882 | 0 | 0 | 34.0882 | 262.5691 | 0 | 0 | 0 | 0 | 0 | 34.0882 | 237.2979 | 0
|  |  | 33.501 | 0 | -33.501 | 0 | 0 | 33.501 | 225.3458 | 0 | 0 | 0 | 0 | 0 | 33.501 | 200.0746 | 0
|  |  | 32.1465 | 0 | -32.1465 | 0 | 0 | 32.1465 | 189.6274 | 0 | 0 | 0 | 0 | 0 | 32.1465 | 164.3563 | 0
|  |  | 30.2465 | 0 | -30.2465 | 0 | 0 | 30.2465 | 156.0203 | 0 | 0 | 0 | 0 | 0 | 30.2465 | 130.7491 | 0
|  |  | 28.1491 | 0 | -28.1491 | 0 | 0 | 28.1491 | 124.7435 | 0 | 0 | 0 | 0 | 0 | 28.1491 | 99.4723 | 0
|  |  | 25.2107 | 0 | -25.2107 | 0 | 0 | 25.2107 | 96.7316 | 0 | 0 | 0 | 0 | 0 | 25.2107 | 71.4604 | 0
|  |  | 21.4417 | 0 | -21.4417 | 0 | 0 | 21.4417 | 72.9075 | 0 | 0 | 0 | 0 | 0 | 21.4417 | 47.6364 | 0
|  |  | 17.5188 | 0 | -17.5188 | 0 | 0 | 17.5188 | 53.4422 | 0 | 0 | 0 | 0 | 0 | 17.5188 | 28.171 | 0
|  |  | 14.3414 | 0 | -14.3414 | 0 | 0 | 14.3414 | 37.5073 | 0 | 0 | 0 | 0 | 0 | 14.3414 | 12.2361 | 0
|  |  | 11.6673 | 2.0827 | -9.5846 | 0.65474 | 0 | 9.5846 | 26.8578 | 2.0827 | 0 | 0 | 0.65474 | 0 | 11.0125 | 0 | 2.0827
|  |  | 9.167 | 50.0642 | 40.8973 | 15.739 | 40.8973 | 0 | 63.6653 | 9.167 | 0 | 6.572 | 9.167 | 0 | 0 | 0 | 9.167
|  |  | 7.1962 | 237.9854 | 230.7891 | 74.8167 | 230.7891 | 0 | 271.3755 | 7.1962 | 0 | 67.6205 | 7.1962 | 0 | 0 | 0 | 7.1962
|  |  | 6.03 | 422.8626 | 416.8326 | 132.9376 | 123.6041 | 0 | 382.6192 | 299.2584 | 293.2284 | 126.9076 | 6.03 | 0 | 0 | 0 | 299.2584
|  |  | 6.0645 | 576.4997 | 570.4352 | 181.2373 | 0 | 0 | 382.6192 | 576.4997 | 570.4352 | 175.1729 | 6.0645 | 0 | 0 | 0 | 576.4997
|  |  | 6.9622 | 680.5532 | 673.591 | 213.9492 | 0 | 0 | 382.6192 | 680.5532 | 673.591 | 206.987 | 6.9622 | 0 | 0 | 0 | 680.5532
|  |  | 9.2104 | 732.4598 | 723.2494 | 230.2674 | 0 | 0 | 382.6192 | 732.4598 | 723.2494 | 221.0569 | 9.2104 | 0 | 0 | 0 | 732.4598
|  |  | 12.2202 | 730.8578 | 718.6375 | 229.7637 | 0 | 0 | 382.6192 | 730.8578 | 718.6375 | 217.5435 | 12.2202 | 0 | 0 | 0 | 730.8578
|  |  | 15.3949 | 671.7419 | 656.347 | 211.1792 | 0 | 0 | 382.6192 | 671.7419 | 656.347 | 95.2708 | 15.3949 | 100.5134 | 0 | 90.462 | 671.7419
|  |  | 18.6761 | 560.1587 | 541.4827 | 176.1001 | 0 | 0 | 382.6192 | 560.1587 | 541.4827 | 0 | 18.6761 | 157.4241 | 0 | 232.1437 | 560.1587
|  |  | 22.1391 | 391.8628 | 369.7237 | 123.192 | 0 | 0 | 382.6192 | 391.8628 | 369.7237 | 0 | 22.1391 | 101.0529 | 0 | 323.0913 | 391.8628
|  |  | 26.0591 | 201.1381 | 175.079 | 63.2329 | 0 | 0 | 382.6192 | 201.1381 | 175.079 | 0 | 26.0591 | 37.1737 | 0 | 356.5477 | 201.1381
|  |  | 29.8278 | 27.1548 | -2.673 | 8.5368 | 0 | 2.673 | 379.6493 | 27.1548 | 0 | 0 | 8.5368 | 0 | 21.291 | 332.891 | 27.1548
|  |  | 32.3465 | 0 | -32.3465 | 0 | 0 | 32.3465 | 343.7087 | 0 | 0 | 0 | 0 | 0 | 32.3465 | 296.9505 | 0
|  |  | 33.6507 | 0 | -33.6507 | 0 | 0 | 33.6507 | 306.3191 | 0 | 0 | 0 | 0 | 0 | 33.6507 | 259.5608 | 0
|  |  | 34.0882 | 0 | -34.0882 | 0 | 0 | 34.0882 | 268.4433 | 0 | 0 | 0 | 0 | 0 | 34.0882 | 221.685 | 0
|  |  | 33.501 | 0 | -33.501 | 0 | 0 | 33.501 | 231.22 | 0 | 0 | 0 | 0 | 0 | 33.501 | 184.4617 | 0
|  |  | 32.1465 | 0 | -32.1465 | 0 | 0 | 32.1465 | 195.5016 | 0 | 0 | 0 | 0 | 0 | 32.1465 | 148.7434 | 0
|  |  | 24.0861 | 0 | -24.0861 | 0 | 0 | 24.0861 | 168.7393 | 0 | 0 | 0 | 0 | 0 | 24.0861 | 121.9811 | 0
|  |  | 22.6294 | 0 | -22.6294 | 0 | 0 | 22.6294 | 143.5956 | 0 | 0 | 0 | 0 | 0 | 22.6294 | 96.8373 | 0
|  |  | 20.8758 | 0 | -20.8758 | 0 | 0 | 20.8758 | 120.4003 | 0 | 0 | 0 | 0 | 0 | 20.8758 | 73.642 | 0
|  |  | 18.9345 | 0 | -18.9345 | 0 | 0 | 18.9345 | 99.3619 | 0 | 0 | 0 | 0 | 0 | 18.9345 | 52.6037 | 0
|  |  | 15.4144 | 0 | -15.4144 | 0 | 0 | 15.4144 | 82.2348 | 0 | 0 | 0 | 0 | 0 | 15.4144 | 35.4765 | 0
|  |  | 11.7376 | 0 | -11.7376 | 0 | 0 | 11.7376 | 69.193 | 0 | 0 | 0 | 0 | 0 | 11.7376 | 22.4347 | 0
|  |  | 16.1057 | 2.0026 | -14.1032 | 0.62956 | 0 | 14.1032 | 53.5228 | 2.0026 | 0 | 0 | 0.62956 | 0 | 15.4762 | 5.239 | 2.0026
|  |  | 19.9504 | 48.4622 | 28.5118 | 15.2353 | 28.5118 | 0 | 79.1834 | 19.9504 | 0 | 0 | 15.2353 | 0 | 4.7151 | 0 | 19.9504
|  |  | 26.3005 | 234.8614 | 208.5608 | 73.8346 | 208.5608 | 0 | 266.8881 | 26.3005 | 0 | 47.5341 | 26.3005 | 0 | 0 | 0 | 26.3005
|  |  | 31.0713 | 417.0151 | 385.9438 | 131.0993 | 128.5901 | 0 | 382.6192 | 288.425 | 257.3537 | 100.028 | 31.0713 | 0 | 0 | 0 | 288.425
|  |  | 33.2435 | 563.5231 | 530.2795 | 177.1578 | 0 | 0 | 382.6192 | 563.5231 | 530.2795 | 143.9143 | 33.2435 | 0 | 0 | 0 | 563.5231
|  |  | 33.9264 | 663.4913 | 629.5649 | 208.5854 | 0 | 0 | 382.6192 | 663.4913 | 629.5649 | 174.6589 | 33.9264 | 0 | 0 | 0 | 663.4913
|  |  | 35.3688 | 705.305 | 669.9362 | 221.7306 | 0 | 0 | 382.6192 | 705.305 | 669.9362 | 186.3618 | 35.3688 | 0 | 0 | 0 | 705.305
|  |  | 34.1685 | 691.6074 | 657.4389 | 217.4244 | 0 | 0 | 382.6192 | 691.6074 | 657.4389 | 163.5337 | 34.1685 | 19.7222 | 0 | 17.75 | 691.6074
|  |  | 35.1159 | 621.5976 | 586.4817 | 195.415 | 0 | 0 | 382.6192 | 621.5976 | 586.4817 | 0 | 35.1159 | 160.2991 | 0 | 162.0192 | 621.5976
|  |  | 40.4938 | 500.0016 | 459.5077 | 157.1882 | 0 | 0 | 382.6192 | 500.0016 | 459.5077 | 0 | 40.4938 | 116.6944 | 0 | 267.0441 | 500.0016
|  |  | 46.2897 | 334.7495 | 288.4598 | 105.237 | 0 | 0 | 382.6192 | 334.7495 | 288.4598 | 0 | 46.2897 | 58.9474 | 0 | 320.0967 | 334.7495
|  |  | 46.7678 | 168.2959 | 121.5282 | 52.9081 | 0 | 0 | 382.6192 | 168.2959 | 121.5282 | 0 | 46.7678 | 6.1403 | 0 | 325.623 | 168.2959
|  |  | 41.1187 | 21.5476 | -19.571 | 6.7741 | 0 | 19.571 | 360.8736 | 21.5476 | 0 | 0 | 6.7741 | 0 | 34.3446 | 287.4623 | 21.5476
|  |  | 30.6708 | 0 | -30.6708 | 0 | 0 | 30.6708 | 326.795 | 0 | 0 | 0 | 0 | 0 | 30.6708 | 253.3837 | 0
|  |  | 23.3615 | 0 | -23.3615 | 0 | 0 | 23.3615 | 300.8378 | 0 | 0 | 0 | 0 | 0 | 23.3615 | 227.4264 | 0
|  |  | 23.6941 | 0 | -23.6941 | 0 | 0 | 23.6941 | 274.511 | 0 | 0 | 0 | 0 | 0 | 23.6941 | 201.0996 | 0
|  |  | 24.2768 | 0 | -24.2768 | 0 | 0 | 24.2768 | 247.5367 | 0 | 0 | 0 | 0 | 0 | 24.2768 | 174.1253 | 0
|  |  | 24.5562 | 0 | -24.5562 | 0 | 0 | 24.5562 | 220.2521 | 0 | 0 | 0 | 0 | 0 | 24.5562 | 146.8407 | 0
|  |  | 24.0861 | 0 | -24.0861 | 0 | 0 | 24.0861 | 193.4898 | 0 | 0 | 0 | 0 | 0 | 24.0861 | 120.0784 | 0
|  |  | 22.6294 | 0 | -22.6294 | 0 | 0 | 22.6294 | 168.346 | 0 | 0 | 0 | 0 | 0 | 22.6294 | 94.9346 | 0
|  |  | 20.8758 | 0 | -20.8758 | 0 | 0 | 20.8758 | 145.1507 | 0 | 0 | 0 | 0 | 0 | 20.8758 | 71.7394 | 0
|  |  | 18.9345 | 0 | -18.9345 | 0 | 0 | 18.9345 | 124.1124 | 0 | 0 | 0 | 0 | 0 | 18.9345 | 50.701 | 0
|  |  | 15.4144 | 0 | -15.4144 | 0 | 0 | 15.4144 | 106.9852 | 0 | 0 | 0 | 0 | 0 | 15.4144 | 33.5739 | 0
|  |  | 11.7376 | 0 | -11.7376 | 0 | 0 | 11.7376 | 93.9434 | 0 | 0 | 0 | 0 | 0 | 11.7376 | 20.5321 | 0
|  |  | 16.1057 | 1.9225 | -14.1833 | 0.60438 | 0 | 14.1833 | 78.1842 | 1.9225 | 0 | 0 | 0.60438 | 0 | 15.5014 | 3.3083 | 1.9225
|  |  | 19.9504 | 53.9893 | 34.0389 | 16.9729 | 34.0389 | 0 | 108.8192 | 19.9504 | 0 | 0 | 16.9729 | 0 | 2.9775 | 0 | 19.9504
|  |  | 26.3005 | 250.6416 | 224.3411 | 78.7956 | 224.3411 | 0 | 310.7262 | 26.3005 | 0 | 52.495 | 26.3005 | 0 | 0 | 0 | 26.3005
|  |  | 31.0713 | 447.4541 | 416.3828 | 140.6686 | 79.8812 | 0 | 382.6192 | 367.5729 | 336.5017 | 109.5973 | 31.0713 | 0 | 0 | 0 | 367.5729
|  |  | 33.2435 | 601.652 | 568.4084 | 189.1446 | 0 | 0 | 382.6192 | 601.652 | 568.4084 | 155.9011 | 33.2435 | 0 | 0 | 0 | 601.652
|  |  | 33.9264 | 702.9019 | 668.9755 | 220.9751 | 0 | 0 | 382.6192 | 702.9019 | 668.9755 | 187.0487 | 33.9264 | 0 | 0 | 0 | 702.9019
|  |  | 35.3688 | 742.6329 | 707.2641 | 233.4655 | 0 | 0 | 382.6192 | 742.6329 | 707.2641 | 198.0968 | 35.3688 | 0 | 0 | 0 | 742.6329
|  |  | 34.1685 | 727.173 | 693.0045 | 228.6053 | 0 | 0 | 382.6192 | 727.173 | 693.0045 | 193.3037 | 34.1685 | 1.1331 | 0 | 1.0197 | 727.173
|  |  | 35.1159 | 649.233 | 614.1171 | 204.1029 | 0 | 0 | 382.6192 | 649.233 | 614.1171 | 0 | 35.1159 | 168.987 | 0 | 153.1081 | 649.233
|  |  | 40.4938 | 518.0247 | 477.5308 | 162.8542 | 0 | 0 | 382.6192 | 518.0247 | 477.5308 | 0 | 40.4938 | 122.3604 | 0 | 263.2324 | 518.0247
|  |  | 46.2897 | 341.2378 | 294.9482 | 107.2768 | 0 | 0 | 382.6192 | 341.2378 | 294.9482 | 0 | 46.2897 | 60.9871 | 0 | 318.1208 | 341.2378
|  |  | 46.7678 | 168.1357 | 121.368 | 52.8577 | 0 | 0 | 382.6192 | 168.1357 | 121.368 | 0 | 46.7678 | 6.09 | 0 | 323.6018 | 168.1357
|  |  | 41.1187 | 18.2634 | -22.8552 | 5.7416 | 0 | 22.8552 | 357.2245 | 18.2634 | 0 | 0 | 5.7416 | 0 | 35.3771 | 284.2939 | 18.2634
|  |  | 30.6708 | 0 | -30.6708 | 0 | 0 | 30.6708 | 323.1459 | 0 | 0 | 0 | 0 | 0 | 30.6708 | 250.2153 | 0
|  |  | 23.3615 | 0 | -23.3615 | 0 | 0 | 23.3615 | 297.1886 | 0 | 0 | 0 | 0 | 0 | 23.3615 | 224.258 | 0
|  |  | 23.6941 | 0 | -23.6941 | 0 | 0 | 23.6941 | 270.8618 | 0 | 0 | 0 | 0 | 0 | 23.6941 | 197.9312 | 0
|  |  | 24.2768 | 0 | -24.2768 | 0 | 0 | 24.2768 | 243.8876 | 0 | 0 | 0 | 0 | 0 | 24.2768 | 170.9569 | 0
|  |  | 24.5562 | 0 | -24.5562 | 0 | 0 | 24.5562 | 216.6029 | 0 | 0 | 0 | 0 | 0 | 24.5562 | 143.6723 | 0
|  |  | 24.0861 | 0 | -24.0861 | 0 | 0 | 24.0861 | 189.8406 | 0 | 0 | 0 | 0 | 0 | 24.0861 | 116.91 | 0
|  |  | 22.6294 | 0 | -22.6294 | 0 | 0 | 22.6294 | 164.6969 | 0 | 0 | 0 | 0 | 0 | 22.6294 | 91.7662 | 0
|  |  | 20.8758 | 0 | -20.8758 | 0 | 0 | 20.8758 | 141.5016 | 0 | 0 | 0 | 0 | 0 | 20.8758 | 68.5709 | 0
|  |  | 18.9345 | 0 | -18.9345 | 0 | 0 | 18.9345 | 120.4632 | 0 | 0 | 0 | 0 | 0 | 18.9345 | 47.5326 | 0
|  |  | 15.4144 | 0 | -15.4144 | 0 | 0 | 15.4144 | 103.3361 | 0 | 0 | 0 | 0 | 0 | 15.4144 | 30.4055 | 0
|  |  | 11.7376 | 0 | -11.7376 | 0 | 0 | 11.7376 | 90.2943 | 0 | 0 | 0 | 0 | 0 | 11.7376 | 17.3637 | 0
|  |  | 16.1057 | 1.522 | -14.5838 | 0.47846 | 0 | 14.5838 | 74.0901 | 1.522 | 0 | 0 | 0.47846 | 0 | 15.6273 | 0 | 1.522
|  |  | 19.9504 | 63.6817 | 43.7313 | 20.02 | 43.7313 | 0 | 113.4483 | 19.9504 | 0 | 0.069589 | 19.9504 | 0 | 0 | 0 | 19.9504
|  |  | 26.3005 | 170.2184 | 143.9179 | 53.5125 | 143.9179 | 0 | 242.9744 | 26.3005 | 0 | 27.212 | 26.3005 | 0 | 0 | 0 | 26.3005
|  |  | 31.0713 | 270.5071 | 239.4358 | 85.0408 | 155.161 | 0 | 382.6192 | 115.3461 | 84.2748 | 53.9695 | 31.0713 | 0 | 0 | 0 | 115.3461
|  |  | 33.2435 | 347.6461 | 314.4025 | 109.2914 | 0 | 0 | 382.6192 | 347.6461 | 314.4025 | 76.0478 | 33.2435 | 0 | 0 | 0 | 347.6461
|  |  | 33.9264 | 385.775 | 351.8486 | 121.2782 | 0 | 0 | 382.6192 | 385.775 | 351.8486 | 46.4125 | 33.9264 | 40.9393 | 0 | 36.8454 | 385.775
|  |  | 35.3688 | 400.3537 | 364.9849 | 125.8614 | 0 | 0 | 382.6192 | 400.3537 | 364.9849 | 0 | 35.3688 | 90.4926 | 0 | 118.2887 | 400.3537
|  |  | 34.1685 | 426.3871 | 392.2186 | 134.0456 | 0 | 0 | 382.6192 | 426.3871 | 392.2186 | 0 | 34.1685 | 99.8771 | 0 | 208.1781 | 426.3871
|  |  | 35.1159 | 377.6045 | 342.4886 | 118.7096 | 0 | 0 | 382.6192 | 377.6045 | 342.4886 | 0 | 35.1159 | 83.5937 | 0 | 283.4124 | 377.6045
|  |  | 40.4938 | 316.3259 | 275.832 | 99.4451 | 0 | 0 | 382.6192 | 316.3259 | 275.832 | 0 | 40.4938 | 58.9512 | 0 | 336.4685 | 316.3259
|  |  | 46.2897 | 192.8875 | 146.5978 | 60.6391 | 0 | 0 | 382.6192 | 192.8875 | 146.5978 | 0 | 46.2897 | 14.3494 | 0 | 349.383 | 192.8875
|  |  | 46.7678 | 95.082 | 48.3142 | 29.8914 | 0 | 0 | 382.6192 | 95.082 | 48.3142 | 0 | 29.8914 | 0 | 16.8763 | 330.6315 | 95.082
|  |  | 41.1187 | 6.7286 | -34.39 | 2.1153 | 0 | 34.39 | 344.4081 | 6.7286 | 0 | 0 | 2.1153 | 0 | 39.0034 | 287.2944 | 6.7286
|  |  | 30.6708 | 0 | -30.6708 | 0 | 0 | 30.6708 | 310.3295 | 0 | 0 | 0 | 0 | 0 | 30.6708 | 253.2158 | 0
|  |  | 23.3615 | 0 | -23.3615 | 0 | 0 | 23.3615 | 284.3722 | 0 | 0 | 0 | 0 | 0 | 23.3615 | 227.2585 | 0
|  |  | 23.6941 | 0 | -23.6941 | 0 | 0 | 23.6941 | 258.0454 | 0 | 0 | 0 | 0 | 0 | 23.6941 | 200.9317 | 0
|  |  | 24.2768 | 0 | -24.2768 | 0 | 0 | 24.2768 | 231.0711 | 0 | 0 | 0 | 0 | 0 | 24.2768 | 173.9575 | 0
|  |  | 24.5562 | 0 | -24.5562 | 0 | 0 | 24.5562 | 203.7865 | 0 | 0 | 0 | 0 | 0 | 24.5562 | 146.6728 | 0
|  |  | 24.0861 | 0 | -24.0861 | 0 | 0 | 24.0861 | 177.0242 | 0 | 0 | 0 | 0 | 0 | 24.0861 | 119.9105 | 0
|  |  | 22.6294 | 0 | -22.6294 | 0 | 0 | 22.6294 | 151.8804 | 0 | 0 | 0 | 0 | 0 | 22.6294 | 94.7668 | 0
|  |  | 20.8758 | 0 | -20.8758 | 0 | 0 | 20.8758 | 128.6851 | 0 | 0 | 0 | 0 | 0 | 20.8758 | 71.5715 | 0
|  |  | 18.9345 | 0 | -18.9345 | 0 | 0 | 18.9345 | 107.6468 | 0 | 0 | 0 | 0 | 0 | 18.9345 | 50.5331 | 0
|  |  | 15.4144 | 0 | -15.4144 | 0 | 0 | 15.4144 | 90.5196 | 0 | 0 | 0 | 0 | 0 | 15.4144 | 33.406 | 0
|  |  | 11.7376 | 0 | -11.7376 | 0 | 0 | 11.7376 | 77.4778 | 0 | 0 | 0 | 0 | 0 | 11.7376 | 20.3642 | 0
|  |  | 16.1057 | 3.3643 | -12.7414 | 1.0577 | 0 | 12.7414 | 63.3207 | 3.3643 | 0 | 0 | 1.0577 | 0 | 15.0481 | 3.6441 | 3.3643
|  |  | 19.9504 | 53.028 | 33.0777 | 16.6707 | 33.0777 | 0 | 93.0906 | 19.9504 | 0 | 0 | 16.6707 | 0 | 3.2797 | 0 | 19.9504
|  |  | 26.3005 | 203.7815 | 177.481 | 64.0639 | 177.481 | 0 | 252.8234 | 26.3005 | 0 | 37.7634 | 26.3005 | 0 | 0 | 0 | 26.3005
|  |  | 31.0713 | 367.0309 | 335.9597 | 115.3855 | 144.2176 | 0 | 382.6192 | 222.8134 | 191.7421 | 84.3142 | 31.0713 | 0 | 0 | 0 | 222.8134
|  |  | 33.2435 | 381.5295 | 348.286 | 119.9435 | 0 | 0 | 382.6192 | 381.5295 | 348.286 | 86.7 | 33.2435 | 0 | 0 | 0 | 381.5295
|  |  | 33.9264 | 180.4716 | 146.5451 | 56.7358 | 0 | 0 | 382.6192 | 180.4716 | 146.5451 | 22.8094 | 33.9264 | 0 | 0 | 0 | 180.4716
|  |  | 35.3688 | 482.1386 | 446.7699 | 151.5725 | 0 | 0 | 382.6192 | 482.1386 | 446.7699 | 17.6516 | 35.3688 | 98.5521 | 0 | 88.6969 | 482.1386
|  |  | 34.1685 | 474.6891 | 440.5205 | 149.2306 | 0 | 0 | 382.6192 | 474.6891 | 440.5205 | 0 | 34.1685 | 115.062 | 0 | 192.2527 | 474.6891
|  |  | 35.1159 | 299.9849 | 264.869 | 94.3079 | 0 | 0 | 382.6192 | 299.9849 | 264.869 | 0 | 35.1159 | 59.192 | 0 | 245.5255 | 299.9849
|  |  | 40.4938 | 323.2147 | 282.7209 | 101.6108 | 0 | 0 | 382.6192 | 323.2147 | 282.7209 | 0 | 40.4938 | 61.1169 | 0 | 300.5308 | 323.2147
|  |  | 46.2897 | 234.4608 | 188.1712 | 73.7087 | 0 | 0 | 382.6192 | 234.4608 | 188.1712 | 0 | 46.2897 | 27.4191 | 0 | 325.2079 | 234.4608
|  |  | 46.7678 | 142.0222 | 95.2545 | 44.6483 | 0 | 0 | 382.6192 | 142.0222 | 95.2545 | 0 | 44.6483 | 0 | 2.1195 | 322.8529 | 142.0222
|  |  | 41.1187 | 28.7569 | -12.3618 | 9.0405 | 0 | 12.3618 | 368.8839 | 28.7569 | 0 | 0 | 9.0405 | 0 | 32.0782 | 287.2105 | 28.7569
|  |  | 30.6708 | 0 | -30.6708 | 0 | 0 | 30.6708 | 334.8053 | 0 | 0 | 0 | 0 | 0 | 30.6708 | 253.1319 | 0
|  |  | 23.3615 | 0 | -23.3615 | 0 | 0 | 23.3615 | 308.8481 | 0 | 0 | 0 | 0 | 0 | 23.3615 | 227.1746 | 0
|  |  | 23.6941 | 0 | -23.6941 | 0 | 0 | 23.6941 | 282.5212 | 0 | 0 | 0 | 0 | 0 | 23.6941 | 200.8478 | 0
|  |  | 24.2768 | 0 | -24.2768 | 0 | 0 | 24.2768 | 255.547 | 0 | 0 | 0 | 0 | 0 | 24.2768 | 173.8735 | 0
|  |  | 24.5562 | 0 | -24.5562 | 0 | 0 | 24.5562 | 228.2624 | 0 | 0 | 0 | 0 | 0 | 24.5562 | 146.5889 | 0
|  |  | 24.0861 | 0 | -24.0861 | 0 | 0 | 24.0861 | 201.5 | 0 | 0 | 0 | 0 | 0 | 24.0861 | 119.8266 | 0
|  |  | 22.6294 | 0 | -22.6294 | 0 | 0 | 22.6294 | 176.3563 | 0 | 0 | 0 | 0 | 0 | 22.6294 | 94.6828 | 0
|  |  | 20.8758 | 0 | -20.8758 | 0 | 0 | 20.8758 | 153.161 | 0 | 0 | 0 | 0 | 0 | 20.8758 | 71.4875 | 0
|  |  | 18.9345 | 0 | -18.9345 | 0 | 0 | 18.9345 | 132.1226 | 0 | 0 | 0 | 0 | 0 | 18.9345 | 50.4492 | 0
|  |  | 15.4144 | 0 | -15.4144 | 0 | 0 | 15.4144 | 114.9955 | 0 | 0 | 0 | 0 | 0 | 15.4144 | 33.322 | 0
|  |  | 11.7376 | 0 | -11.7376 | 0 | 0 | 11.7376 | 101.9537 | 0 | 0 | 0 | 0 | 0 | 11.7376 | 20.2802 | 0
|  |  | 16.1057 | 1.4419 | -14.6639 | 0.45328 | 0 | 14.6639 | 85.6605 | 1.4419 | 0 | 0 | 0.45328 | 0 | 15.6525 | 2.8886 | 1.4419
|  |  | 19.9504 | 55.1908 | 35.2404 | 17.3506 | 35.2404 | 0 | 117.3769 | 19.9504 | 0 | 0 | 17.3506 | 0 | 2.5997 | 0 | 19.9504
|  |  | 26.3005 | 239.3471 | 213.0466 | 75.2448 | 213.0466 | 0 | 309.1188 | 26.3005 | 0 | 48.9443 | 26.3005 | 0 | 0 | 0 | 26.3005
|  |  | 31.0713 | 486.4642 | 455.3929 | 152.9324 | 81.6672 | 0 | 382.6192 | 404.797 | 373.7257 | 110.6522 | 31.0713 | 11.2089 | 0 | 10.088 | 404.797
|  |  | 33.2435 | 626.4838 | 593.2403 | 196.9511 | 0 | 0 | 382.6192 | 626.4838 | 593.2403 | 0 | 33.2435 | 163.7076 | 0 | 157.4249 | 626.4838
|  |  | 33.9264 | 360.4625 | 326.5361 | 113.3206 | 0 | 0 | 382.6192 | 360.4625 | 326.5361 | 0 | 33.9264 | 79.3941 | 0 | 228.8796 | 360.4625
|  |  | 35.3688 | 390.9817 | 355.6129 | 122.915 | 0 | 0 | 382.6192 | 390.9817 | 355.6129 | 0 | 35.3688 | 87.5463 | 0 | 307.6712 | 390.9817
|  |  | 34.1685 | 383.2918 | 349.1233 | 120.4975 | 0 | 0 | 382.6192 | 383.2918 | 349.1233 | 0 | 34.1685 | 86.329 | 0 | 385.3673 | 383.2918
|  |  | 35.1159 | 367.111 | 331.9951 | 115.4107 | 0 | 0 | 382.6192 | 367.111 | 331.9951 | 0 | 35.1159 | 80.2948 | 0 | 457.6326 | 367.111
|  |  | 40.4938 | 333.7082 | 293.2143 | 104.9097 | 0 | 0 | 382.6192 | 333.7082 | 293.2143 | 0 | 40.4938 | 64.4158 | 0 | 515.6068 | 333.7082
|  |  | 46.2897 | 247.1171 | 200.8274 | 77.6875 | 0 | 0 | 382.6192 | 247.1171 | 200.8274 | 0 | 46.2897 | 31.3979 | 0 | 543.8649 | 247.1171
|  |  | 46.7678 | 127.6037 | 80.836 | 40.1155 | 0 | 0 | 382.6192 | 127.6037 | 80.836 | 0 | 40.1155 | 0 | 6.6523 | 536.4735 | 127.6037
|  |  | 41.1187 | 6.9689 | -34.1497 | 2.1909 | 0 | 34.1497 | 344.6751 | 6.9689 | 0 | 0 | 2.1909 | 0 | 38.9278 | 493.2203 | 6.9689
|  |  | 30.6708 | 0 | -30.6708 | 0 | 0 | 30.6708 | 310.5965 | 0 | 0 | 0 | 0 | 0 | 30.6708 | 459.1417 | 0
|  |  | 23.3615 | 0 | -23.3615 | 0 | 0 | 23.3615 | 284.6392 | 0 | 0 | 0 | 0 | 0 | 23.3615 | 433.1845 | 0
|  |  | 23.6941 | 0 | -23.6941 | 0 | 0 | 23.6941 | 258.3124 | 0 | 0 | 0 | 0 | 0 | 23.6941 | 406.8577 | 0
|  |  | 24.2768 | 0 | -24.2768 | 0 | 0 | 24.2768 | 231.3381 | 0 | 0 | 0 | 0 | 0 | 24.2768 | 379.8834 | 0
|  |  | 24.5562 | 0 | -24.5562 | 0 | 0 | 24.5562 | 204.0535 | 0 | 0 | 0 | 0 | 0 | 24.5562 | 352.5988 | 0
|  |  | 30.2465 | 0 | -30.2465 | 0 | 0 | 30.2465 | 170.4463 | 0 | 0 | 0 | 0 | 0 | 30.2465 | 318.9916 | 0
|  |  | 28.1491 | 0 | -28.1491 | 0 | 0 | 28.1491 | 139.1695 | 0 | 0 | 0 | 0 | 0 | 28.1491 | 287.7148 | 0
|  |  | 25.2107 | 0 | -25.2107 | 0 | 0 | 25.2107 | 111.1577 | 0 | 0 | 0 | 0 | 0 | 25.2107 | 259.7029 | 0
|  |  | 21.4417 | 0 | -21.4417 | 0 | 0 | 21.4417 | 87.3336 | 0 | 0 | 0 | 0 | 0 | 21.4417 | 235.8788 | 0
|  |  | 17.5188 | 0 | -17.5188 | 0 | 0 | 17.5188 | 67.8682 | 0 | 0 | 0 | 0 | 0 | 17.5188 | 216.4135 | 0
|  |  | 14.3414 | 0 | -14.3414 | 0 | 0 | 14.3414 | 51.9334 | 0 | 0 | 0 | 0 | 0 | 14.3414 | 200.4786 | 0
|  |  | 11.6673 | 0.40051 | -11.2667 | 0.12591 | 0 | 11.2667 | 39.4148 | 0.40051 | 0 | 0 | 0.12591 | 0 | 11.5414 | 187.6549 | 0.40051
|  |  | 9.167 | 27.8758 | 18.7088 | 8.7635 | 18.7088 | 0 | 56.2527 | 9.167 | 0 | 0 | 8.7635 | 0 | 0.4035 | 187.2066 | 9.167
|  |  | 7.1962 | 65.2838 | 58.0875 | 20.5236 | 58.0875 | 0 | 108.5315 | 7.1962 | 0 | 0 | 7.1962 | 13.3274 | 0 | 199.2012 | 7.1962
|  |  | 6.03 | 93.3998 | 87.3698 | 29.3626 | 87.3698 | 0 | 187.1643 | 6.03 | 0 | 0 | 6.03 | 23.3326 | 0 | 220.2006 | 6.03
|  |  | 6.0645 | 110.9424 | 104.8779 | 34.8775 | 104.8779 | 0 | 281.5544 | 6.0645 | 0 | 0 | 6.0645 | 28.8131 | 0 | 246.1323 | 6.0645
|  |  | 6.9622 | 130.2471 | 123.2849 | 40.9465 | 112.2942 | 0 | 382.6192 | 17.9529 | 10.9907 | 0 | 6.9622 | 33.9843 | 0 | 276.7182 | 17.9529
|  |  | 9.2104 | 122.6374 | 113.4269 | 38.5542 | 0 | 0 | 382.6192 | 122.6374 | 113.4269 | 0 | 9.2104 | 29.3437 | 0 | 303.1276 | 122.6374
|  |  | 12.2202 | 167.6551 | 155.4349 | 52.7066 | 0 | 0 | 382.6192 | 167.6551 | 155.4349 | 0 | 12.2202 | 40.4864 | 0 | 339.5653 | 167.6551
|  |  | 15.3949 | 150.0325 | 134.6376 | 47.1665 | 0 | 0 | 382.6192 | 150.0325 | 134.6376 | 0 | 15.3949 | 31.7716 | 0 | 368.1598 | 150.0325
|  |  | 18.6761 | 110.7821 | 92.1061 | 34.8272 | 0 | 0 | 382.6192 | 110.7821 | 92.1061 | 0 | 18.6761 | 16.1511 | 0 | 382.6958 | 110.7821
|  |  | 22.1391 | 92.9993 | 70.8602 | 29.2367 | 0 | 0 | 382.6192 | 92.9993 | 70.8602 | 0 | 22.1391 | 7.0976 | 0 | 389.0836 | 92.9993
|  |  | 26.0591 | 54.9505 | 28.8914 | 17.2751 | 0 | 0 | 382.6192 | 54.9505 | 28.8914 | 0 | 17.2751 | 0 | 8.784 | 379.3236 | 54.9505
|  |  | 29.8278 | 7.8501 | -21.9778 | 2.4679 | 0 | 21.9778 | 358.1995 | 7.8501 | 0 | 0 | 2.4679 | 0 | 27.36 | 348.9236 | 7.8501
|  |  | 32.3465 | 0 | -32.3465 | 0 | 0 | 32.3465 | 322.259 | 0 | 0 | 0 | 0 | 0 | 32.3465 | 312.9831 | 0
|  |  | 33.6507 | 0 | -33.6507 | 0 | 0 | 33.6507 | 284.8693 | 0 | 0 | 0 | 0 | 0 | 33.6507 | 275.5934 | 0
|  |  | 34.0882 | 0 | -34.0882 | 0 | 0 | 34.0882 | 246.9935 | 0 | 0 | 0 | 0 | 0 | 34.0882 | 237.7176 | 0
|  |  | 33.501 | 0 | -33.501 | 0 | 0 | 33.501 | 209.7702 | 0 | 0 | 0 | 0 | 0 | 33.501 | 200.4943 | 0
|  |  | 32.1465 | 0 | -32.1465 | 0 | 0 | 32.1465 | 174.0519 | 0 | 0 | 0 | 0 | 0 | 32.1465 | 164.776 | 0
|  |  | 30.2465 | 0 | -30.2465 | 0 | 0 | 30.2465 | 140.4447 | 0 | 0 | 0 | 0 | 0 | 30.2465 | 131.1688 | 0
|  |  | 28.1491 | 0 | -28.1491 | 0 | 0 | 28.1491 | 109.1679 | 0 | 0 | 0 | 0 | 0 | 28.1491 | 99.892 | 0
|  |  | 25.2107 | 0 | -25.2107 | 0 | 0 | 25.2107 | 81.156 | 0 | 0 | 0 | 0 | 0 | 25.2107 | 71.8801 | 0
|  |  | 21.4417 | 0 | -21.4417 | 0 | 0 | 21.4417 | 57.332 | 0 | 0 | 0 | 0 | 0 | 21.4417 | 48.0561 | 0
|  |  | 17.5188 | 0 | -17.5188 | 0 | 0 | 17.5188 | 37.8666 | 0 | 0 | 0 | 0 | 0 | 17.5188 | 28.5907 | 0
|  |  | 14.3414 | 0 | -14.3414 | 0 | 0 | 14.3414 | 21.9318 | 0 | 0 | 0 | 0 | 0 | 14.3414 | 12.6558 | 0
|  |  | 11.6673 | 0.88113 | -10.7861 | 0.27701 | 0 | 10.7861 | 9.9472 | 0.88113 | 0 | 0 | 0.27701 | 0 | 11.3903 | 0 | 0.88113
|  |  | 9.167 | 54.1495 | 44.9825 | 17.0233 | 44.9825 | 0 | 50.4314 | 9.167 | 0 | 7.8563 | 9.167 | 0 | 0 | 0 | 9.167
|  |  | 7.1962 | 188.2415 | 181.0453 | 59.1785 | 181.0453 | 0 | 213.3722 | 7.1962 | 0 | 51.9823 | 7.1962 | 0 | 0 | 0 | 7.1962
|  |  | 6.03 | 311.4396 | 305.4096 | 97.909 | 188.0523 | 0 | 382.6192 | 123.3874 | 117.3574 | 56.9502 | 6.03 | 34.9288 | 0 | 31.4359 | 123.3874
|  |  | 6.0645 | 409.4053 | 403.3408 | 128.707 | 0 | 0 | 382.6192 | 409.4053 | 403.3408 | 0 | 6.0645 | 122.6425 | 0 | 141.8141 | 409.4053
|  |  | 6.9622 | 481.8983 | 474.9361 | 151.497 | 0 | 0 | 382.6192 | 481.8983 | 474.9361 | 0 | 6.9622 | 144.5348 | 0 | 271.8955 | 481.8983
|  |  | 9.2104 | 509.8542 | 500.6438 | 160.2856 | 0 | 0 | 382.6192 | 509.8542 | 500.6438 | 0 | 9.2104 | 151.0752 | 0 | 407.8631 | 509.8542
|  |  | 12.2202 | 496.9577 | 484.7374 | 156.2313 | 0 | 0 | 382.6192 | 496.9577 | 484.7374 | 0 | 12.2202 | 144.011 | 0 | 537.4731 | 496.9577
|  |  | 15.3949 | 462.914 | 447.519 | 145.5288 | 0 | 0 | 382.6192 | 462.914 | 447.519 | 0 | 15.3949 | 130.1338 | 0 | 654.5935 | 462.914
|  |  | 18.6761 | 360.062 | 341.3859 | 113.1946 | 0 | 0 | 382.6192 | 360.062 | 341.3859 | 0 | 18.6761 | 94.5186 | 0 | 739.6602 | 360.062
|  |  | 22.1391 | 266.2616 | 244.1225 | 83.7061 | 0 | 0 | 382.6192 | 266.2616 | 244.1225 | 0 | 22.1391 | 61.567 | 0 | 795.0705 | 266.2616
|  |  | 26.0591 | 137.0559 | 110.9967 | 43.087 | 0 | 0 | 382.6192 | 137.0559 | 110.9967 | 0 | 26.0591 | 17.0279 | 0 | 810.3956 | 137.0559
|  |  | 29.8278 | 22.4288 | -7.3991 | 7.0511 | 0 | 7.3991 | 374.3981 | 22.4288 | 0 | 0 | 7.0511 | 0 | 22.7768 | 785.0881 | 22.4288
|  |  | 32.3465 | 0 | -32.3465 | 0 | 0 | 32.3465 | 338.4575 | 0 | 0 | 0 | 0 | 0 | 32.3465 | 749.1476 | 0
|  |  | 33.6507 | 0 | -33.6507 | 0 | 0 | 33.6507 | 301.0679 | 0 | 0 | 0 | 0 | 0 | 33.6507 | 711.7579 | 0
|  |  | 34.0882 | 0 | -34.0882 | 0 | 0 | 34.0882 | 263.1921 | 0 | 0 | 0 | 0 | 0 | 34.0882 | 673.8821 | 0
|  |  | 33.501 | 0 | -33.501 | 0 | 0 | 33.501 | 225.9688 | 0 | 0 | 0 | 0 | 0 | 33.501 | 636.6588 | 0
|  |  | 32.1465 | 0 | -32.1465 | 0 | 0 | 32.1465 | 190.2505 | 0 | 0 | 0 | 0 | 0 | 32.1465 | 600.9405 | 0
|  |  | 24.0861 | 0 | -24.0861 | 0 | 0 | 24.0861 | 163.4882 | 0 | 0 | 0 | 0 | 0 | 24.0861 | 574.1782 | 0
|  |  | 22.6294 | 0 | -22.6294 | 0 | 0 | 22.6294 | 138.3444 | 0 | 0 | 0 | 0 | 0 | 22.6294 | 549.0344 | 0
|  |  | 20.8758 | 0 | -20.8758 | 0 | 0 | 20.8758 | 115.1491 | 0 | 0 | 0 | 0 | 0 | 20.8758 | 525.8391 | 0
|  |  | 18.9345 | 0 | -18.9345 | 0 | 0 | 18.9345 | 94.1107 | 0 | 0 | 0 | 0 | 0 | 18.9345 | 504.8007 | 0
|  |  | 15.4144 | 0 | -15.4144 | 0 | 0 | 15.4144 | 76.9836 | 0 | 0 | 0 | 0 | 0 | 15.4144 | 487.6736 | 0
|  |  | 11.7376 | 0 | -11.7376 | 0 | 0 | 11.7376 | 63.9418 | 0 | 0 | 0 | 0 | 0 | 11.7376 | 474.6318 | 0
|  |  | 16.1057 | 1.7623 | -14.3435 | 0.55401 | 0 | 14.3435 | 48.0046 | 1.7623 | 0 | 0 | 0.55401 | 0 | 15.5517 | 457.3521 | 1.7623
|  |  | 19.9504 | 68.1675 | 48.2171 | 21.4302 | 48.2171 | 0 | 91.4 | 19.9504 | 0 | 0 | 19.9504 | 1.4798 | 0 | 458.6839 | 19.9504
|  |  | 26.3005 | 283.8843 | 257.5837 | 89.2462 | 257.5837 | 0 | 323.2253 | 26.3005 | 0 | 0 | 26.3005 | 62.9457 | 0 | 515.335 | 26.3005
|  |  | 31.0713 | 467.8803 | 436.8091 | 147.0901 | 65.9932 | 0 | 382.6192 | 401.8871 | 370.8158 | 0 | 31.0713 | 116.0188 | 0 | 619.752 | 401.8871
|  |  | 33.2435 | 646.5095 | 613.266 | 203.2467 | 0 | 0 | 382.6192 | 646.5095 | 613.266 | 0 | 33.2435 | 170.0032 | 0 | 772.7548 | 646.5095
|  |  | 33.9264 | 409.4854 | 375.559 | 128.7322 | 0 | 0 | 382.6192 | 409.4854 | 375.559 | 0 | 33.9264 | 94.8057 | 0 | 858.08 | 409.4854
|  |  | 35.3688 | 465.8778 | 430.509 | 146.4605 | 0 | 0 | 382.6192 | 465.8778 | 430.509 | 0 | 35.3688 | 111.0917 | 0 | 958.0625 | 465.8778
|  |  | 34.1685 | 473.2472 | 439.0787 | 148.7773 | 0 | 0 | 382.6192 | 473.2472 | 439.0787 | 0 | 34.1685 | 114.6088 | 0 | 1061.2104 | 473.2472
|  |  | 35.1159 | 400.8343 | 365.7184 | 126.0125 | 0 | 0 | 382.6192 | 400.8343 | 365.7184 | 0 | 35.1159 | 90.8966 | 0 | 1143.0173 | 400.8343
|  |  | 40.4938 | 339.4756 | 298.9817 | 106.7228 | 0 | 0 | 382.6192 | 339.4756 | 298.9817 | 0 | 40.4938 | 66.2289 | 0 | 1202.6234 | 339.4756
|  |  | 46.2897 | 235.0216 | 188.7319 | 73.885 | 0 | 0 | 382.6192 | 235.0216 | 188.7319 | 0 | 46.2897 | 27.5953 | 0 | 1227.4592 | 235.0216
|  |  | 46.7678 | 141.6217 | 94.8539 | 44.5224 | 0 | 0 | 382.6192 | 141.6217 | 94.8539 | 0 | 44.5224 | 0 | 2.2454 | 1224.9643 | 141.6217
|  |  | 41.1187 | 27.9559 | -13.1628 | 8.7886 | 0 | 13.1628 | 367.9939 | 27.9559 | 0 | 0 | 8.7886 | 0 | 32.33 | 1189.042 | 27.9559
|  |  | 30.6708 | 0 | -30.6708 | 0 | 0 | 30.6708 | 333.9153 | 0 | 0 | 0 | 0 | 0 | 30.6708 | 1154.9634 | 0
|  |  | 23.3615 | 0 | -23.3615 | 0 | 0 | 23.3615 | 307.958 | 0 | 0 | 0 | 0 | 0 | 23.3615 | 1129.0062 | 0
|  |  | 23.6941 | 0 | -23.6941 | 0 | 0 | 23.6941 | 281.6312 | 0 | 0 | 0 | 0 | 0 | 23.6941 | 1102.6794 | 0
|  |  | 24.2768 | 0 | -24.2768 | 0 | 0 | 24.2768 | 254.6569 | 0 | 0 | 0 | 0 | 0 | 24.2768 | 1075.7051 | 0
|  |  | 24.5562 | 0 | -24.5562 | 0 | 0 | 24.5562 | 227.3723 | 0 | 0 | 0 | 0 | 0 | 24.5562 | 1048.4205 | 0
|  |  | 24.0861 | 0 | -24.0861 | 0 | 0 | 24.0861 | 200.61 | 0 | 0 | 0 | 0 | 0 | 24.0861 | 1021.6581 | 0
|  |  | 22.6294 | 0 | -22.6294 | 0 | 0 | 22.6294 | 175.4662 | 0 | 0 | 0 | 0 | 0 | 22.6294 | 996.5144 | 0
|  |  | 20.8758 | 0 | -20.8758 | 0 | 0 | 20.8758 | 152.2709 | 0 | 0 | 0 | 0 | 0 | 20.8758 | 973.3191 | 0
|  |  | 18.9345 | 0 | -18.9345 | 0 | 0 | 18.9345 | 131.2326 | 0 | 0 | 0 | 0 | 0 | 18.9345 | 952.2807 | 0
|  |  | 15.4144 | 0 | -15.4144 | 0 | 0 | 15.4144 | 114.1055 | 0 | 0 | 0 | 0 | 0 | 15.4144 | 935.1536 | 0
|  |  | 11.7376 | 0 | -11.7376 | 0 | 0 | 11.7376 | 101.0636 | 0 | 0 | 0 | 0 | 0 | 11.7376 | 922.1118 | 0
|  |  | 16.1057 | 0.96123 | -15.1445 | 0.30219 | 0 | 15.1445 | 84.2364 | 0.96123 | 0 | 0 | 0.30219 | 0 | 15.8036 | 904.5523 | 0.96123
|  |  | 19.9504 | 64.1623 | 44.212 | 20.1711 | 44.212 | 0 | 124.0272 | 19.9504 | 0 | 0 | 19.9504 | 0.22068 | 0 | 904.7509 | 19.9504
|  |  | 26.3005 | 179.1098 | 152.8093 | 56.3077 | 152.8093 | 0 | 261.5555 | 26.3005 | 0 | 0 | 26.3005 | 30.0072 | 0 | 931.7574 | 26.3005
|  |  | 31.0713 | 82.9064 | 51.8351 | 26.0637 | 51.8351 | 0 | 308.2071 | 31.0713 | 0 | 0 | 26.0637 | 0 | 5.0076 | 926.1934 | 31.0713
|  |  | 33.2435 | 184.7971 | 151.5536 | 58.0957 | 82.6801 | 0 | 382.6192 | 102.117 | 68.8734 | 0 | 33.2435 | 24.8521 | 0 | 948.5603 | 102.117
|  |  | 33.9264 | 239.7476 | 205.8212 | 75.3708 | 0 | 0 | 382.6192 | 239.7476 | 205.8212 | 0 | 33.9264 | 41.4443 | 0 | 985.8602 | 239.7476
|  |  | 35.3688 | 470.764 | 435.3953 | 147.9966 | 0 | 0 | 382.6192 | 470.764 | 435.3953 | 0 | 35.3688 | 112.6279 | 0 | 1087.2253 | 470.764
|  |  | 34.1685 | 401.2348 | 367.0663 | 126.1384 | 0 | 0 | 382.6192 | 401.2348 | 367.0663 | 0 | 34.1685 | 91.9698 | 0 | 1169.9982 | 401.2348
|  |  | 35.1159 | 254.5666 | 219.4507 | 80.0295 | 0 | 0 | 382.6192 | 254.5666 | 219.4507 | 0 | 35.1159 | 44.9136 | 0 | 1210.4204 | 254.5666
|  |  | 40.4938 | 177.3476 | 136.8537 | 55.7537 | 0 | 0 | 382.6192 | 177.3476 | 136.8537 | 0 | 40.4938 | 15.2599 | 0 | 1224.1543 | 177.3476
|  |  | 46.2897 | 158.9239 | 112.6342 | 49.9618 | 0 | 0 | 382.6192 | 158.9239 | 112.6342 | 0 | 46.2897 | 3.6721 | 0 | 1227.4592 | 158.9239
|  |  | 46.7678 | 103.4928 | 56.725 | 32.5356 | 0 | 0 | 382.6192 | 103.4928 | 56.725 | 0 | 32.5356 | 0 | 14.2322 | 1211.6456 | 103.4928
|  |  | 41.1187 | 20.3461 | -20.7726 | 6.3963 | 0 | 20.7726 | 359.5386 | 20.3461 | 0 | 0 | 6.3963 | 0 | 34.7224 | 1173.0652 | 20.3461
|  |  | 30.6708 | 0 | -30.6708 | 0 | 0 | 30.6708 | 325.46 | 0 | 0 | 0 | 0 | 0 | 30.6708 | 1138.9866 | 0
|  |  | 23.3615 | 0 | -23.3615 | 0 | 0 | 23.3615 | 299.5027 | 0 | 0 | 0 | 0 | 0 | 23.3615 | 1113.0294 | 0
|  |  | 23.6941 | 0 | -23.6941 | 0 | 0 | 23.6941 | 273.1759 | 0 | 0 | 0 | 0 | 0 | 23.6941 | 1086.7026 | 0
|  |  | 24.2768 | 0 | -24.2768 | 0 | 0 | 24.2768 | 246.2016 | 0 | 0 | 0 | 0 | 0 | 24.2768 | 1059.7283 | 0
|  |  | 24.5562 | 0 | -24.5562 | 0 | 0 | 24.5562 | 218.917 | 0 | 0 | 0 | 0 | 0 | 24.5562 | 1032.4437 | 0
|  |  | 24.0861 | 0 | -24.0861 | 0 | 0 | 24.0861 | 192.1547 | 0 | 0 | 0 | 0 | 0 | 24.0861 | 1005.6813 | 0
|  |  | 22.6294 | 0 | -22.6294 | 0 | 0 | 22.6294 | 167.0109 | 0 | 0 | 0 | 0 | 0 | 22.6294 | 980.5376 | 0
|  |  | 20.8758 | 0 | -20.8758 | 0 | 0 | 20.8758 | 143.8156 | 0 | 0 | 0 | 0 | 0 | 20.8758 | 957.3423 | 0
|  |  | 18.9345 | 0 | -18.9345 | 0 | 0 | 18.9345 | 122.7773 | 0 | 0 | 0 | 0 | 0 | 18.9345 | 936.3039 | 0
|  |  | 15.4144 | 0 | -15.4144 | 0 | 0 | 15.4144 | 105.6502 | 0 | 0 | 0 | 0 | 0 | 15.4144 | 919.1768 | 0
|  |  | 11.7376 | 0 | -11.7376 | 0 | 0 | 11.7376 | 92.6084 | 0 | 0 | 0 | 0 | 0 | 11.7376 | 906.135 | 0
|  |  | 16.1057 | 0.80103 | -15.3047 | 0.25182 | 0 | 15.3047 | 75.6031 | 0.80103 | 0 | 0 | 0.25182 | 0 | 15.8539 | 888.5195 | 0.80103
|  |  | 19.9504 | 15.62 | -4.3303 | 4.9106 | 0 | 4.3303 | 70.7916 | 15.62 | 0 | 0 | 4.9106 | 0 | 15.0398 | 871.8086 | 15.62
|  |  | 26.3005 | 38.6896 | 12.3891 | 12.1631 | 12.3891 | 0 | 81.9418 | 26.3005 | 0 | 0 | 12.1631 | 0 | 14.1374 | 856.1003 | 26.3005
|  |  | 31.0713 | 57.9143 | 26.843 | 18.2068 | 26.843 | 0 | 106.1006 | 31.0713 | 0 | 0 | 18.2068 | 0 | 12.8644 | 841.8065 | 31.0713
|  |  | 33.2435 | 71.2915 | 38.0479 | 22.4123 | 38.0479 | 0 | 140.3437 | 33.2435 | 0 | 0 | 22.4123 | 0 | 10.8313 | 829.7718 | 33.2435
|  |  | 33.9264 | 89.9554 | 56.029 | 28.2798 | 56.029 | 0 | 190.7698 | 33.9264 | 0 | 0 | 28.2798 | 0 | 5.6467 | 823.4977 | 33.9264
|  |  | 35.3688 | 87.1518 | 51.783 | 27.3984 | 51.783 | 0 | 237.3745 | 35.3688 | 0 | 0 | 27.3984 | 0 | 7.9704 | 814.6417 | 35.3688
|  |  | 34.1685 | 83.0666 | 48.898 | 26.1141 | 48.898 | 0 | 281.3828 | 34.1685 | 0 | 0 | 26.1141 | 0 | 8.0544 | 805.6923 | 34.1685
|  |  | 35.1159 | 79.9426 | 44.8267 | 25.132 | 44.8267 | 0 | 321.7268 | 35.1159 | 0 | 0 | 25.132 | 0 | 9.9839 | 794.5991 | 35.1159
|  |  | 40.4938 | 62.32 | 21.8261 | 19.5919 | 21.8261 | 0 | 341.3703 | 40.4938 | 0 | 0 | 19.5919 | 0 | 20.902 | 771.3747 | 40.4938
|  |  | 46.2897 | 48.0617 | 1.772 | 15.1094 | 1.772 | 0 | 342.9651 | 46.2897 | 0 | 0 | 15.1094 | 0 | 31.1803 | 736.7299 | 46.2897
|  |  | 46.7678 | 29.2375 | -17.5303 | 9.1916 | 0 | 17.5303 | 323.487 | 29.2375 | 0 | 0 | 9.1916 | 0 | 37.5762 | 694.9786 | 29.2375
|  |  | 41.1187 | 8.4108 | -32.7079 | 2.6441 | 0 | 32.7079 | 287.1449 | 8.4108 | 0 | 0 | 2.6441 | 0 | 38.4745 | 652.2291 | 8.4108
|  |  | 30.6708 | 0 | -30.6708 | 0 | 0 | 30.6708 | 253.0663 | 0 | 0 | 0 | 0 | 0 | 30.6708 | 618.1505 | 0
|  |  | 23.3615 | 0 | -23.3615 | 0 | 0 | 23.3615 | 227.109 | 0 | 0 | 0 | 0 | 0 | 23.3615 | 592.1932 | 0
|  |  | 23.6941 | 0 | -23.6941 | 0 | 0 | 23.6941 | 200.7822 | 0 | 0 | 0 | 0 | 0 | 23.6941 | 565.8664 | 0
|  |  | 24.2768 | 0 | -24.2768 | 0 | 0 | 24.2768 | 173.808 | 0 | 0 | 0 | 0 | 0 | 24.2768 | 538.8921 | 0
|  |  | 24.5562 | 0 | -24.5562 | 0 | 0 | 24.5562 | 146.5233 | 0 | 0 | 0 | 0 | 0 | 24.5562 | 511.6075 | 0
|  |  | 24.0861 | 0 | -24.0861 | 0 | 0 | 24.0861 | 119.761 | 0 | 0 | 0 | 0 | 0 | 24.0861 | 484.8452 | 0
|  |  | 22.6294 | 0 | -22.6294 | 0 | 0 | 22.6294 | 94.6173 | 0 | 0 | 0 | 0 | 0 | 22.6294 | 459.7014 | 0
|  |  | 20.8758 | 0 | -20.8758 | 0 | 0 | 20.8758 | 71.422 | 0 | 0 | 0 | 0 | 0 | 20.8758 | 436.5061 | 0
|  |  | 18.9345 | 0 | -18.9345 | 0 | 0 | 18.9345 | 50.3836 | 0 | 0 | 0 | 0 | 0 | 18.9345 | 415.4678 | 0
|  |  | 15.4144 | 0 | -15.4144 | 0 | 0 | 15.4144 | 33.2565 | 0 | 0 | 0 | 0 | 0 | 15.4144 | 398.3407 | 0
|  |  | 11.7376 | 0 | -11.7376 | 0 | 0 | 11.7376 | 20.2147 | 0 | 0 | 0 | 0 | 0 | 11.7376 | 385.2989 | 0
|  |  | 16.1057 | 0.56072 | -15.545 | 0.17628 | 0 | 15.545 | 2.9424 | 0.56072 | 0 | 0 | 0.17628 | 0 | 15.9295 | 367.5994 | 0.56072
|  |  | 19.9504 | 17.3022 | -2.6482 | 5.4394 | 0 | 2.6482 | 5.5511e-14 | 17.3022 | 0 | 0 | 5.4394 | 0 | 14.511 | 351.4761 | 17.3022
|  |  | 26.3005 | 51.5061 | 25.2056 | 16.1922 | 25.2056 | 0 | 22.685 | 26.3005 | 0 | 0 | 16.1922 | 0 | 10.1083 | 340.2447 | 26.3005
|  |  | 31.0713 | 104.9346 | 73.8634 | 32.9889 | 73.8634 | 0 | 89.162 | 31.0713 | 0 | 0 | 31.0713 | 1.9176 | 0 | 341.9705 | 31.0713
|  |  | 33.2435 | 123.919 | 90.6755 | 38.9571 | 90.6755 | 0 | 170.7699 | 33.2435 | 0 | 0 | 33.2435 | 5.7135 | 0 | 347.1127 | 33.2435
|  |  | 33.9264 | 137.4564 | 103.5299 | 43.2129 | 103.5299 | 0 | 263.9469 | 33.9264 | 0 | 0 | 33.9264 | 9.2865 | 0 | 355.4705 | 33.9264
|  |  | 35.3688 | 166.4536 | 131.0848 | 52.3289 | 131.0848 | 0 | 381.9232 | 35.3688 | 0 | 0 | 35.3688 | 16.9601 | 0 | 370.7347 | 35.3688
|  |  | 34.1685 | 171.6603 | 137.4917 | 53.9658 | 0.77337 | 0 | 382.6192 | 170.8869 | 136.7183 | 0 | 34.1685 | 19.7972 | 0 | 388.5522 | 170.8869
|  |  | 35.1159 | 133.291 | 98.1751 | 41.9034 | 0 | 0 | 382.6192 | 133.291 | 98.1751 | 0 | 35.1159 | 6.7875 | 0 | 394.6609 | 133.291
|  |  | 40.4938 | 112.3842 | 71.8904 | 35.3308 | 0 | 0 | 382.6192 | 112.3842 | 71.8904 | 0 | 35.3308 | 0 | 5.163 | 388.9243 | 112.3842
|  |  | 46.2897 | 79.3018 | 33.0121 | 24.9305 | 0 | 0 | 382.6192 | 79.3018 | 33.0121 | 0 | 24.9305 | 0 | 21.3592 | 365.1919 | 79.3018
|  |  | 46.7678 | 51.0255 | 4.2577 | 16.0412 | 0 | 0 | 382.6192 | 51.0255 | 4.2577 | 0 | 16.0412 | 0 | 30.7266 | 331.0512 | 51.0255
|  |  | 41.1187 | 15.2996 | -25.8191 | 4.8098 | 0 | 25.8191 | 353.9314 | 15.2996 | 0 | 0 | 4.8098 | 0 | 36.3089 | 290.708 | 15.2996
|  |  | 30.6708 | 0 | -30.6708 | 0 | 0 | 30.6708 | 319.8528 | 0 | 0 | 0 | 0 | 0 | 30.6708 | 256.6294 | 0
|  |  | 23.3615 | 0 | -23.3615 | 0 | 0 | 23.3615 | 293.8955 | 0 | 0 | 0 | 0 | 0 | 23.3615 | 230.6722 | 0
|  |  | 23.6941 | 0 | -23.6941 | 0 | 0 | 23.6941 | 267.5687 | 0 | 0 | 0 | 0 | 0 | 23.6941 | 204.3453 | 0
|  |  | 24.2768 | 0 | -24.2768 | 0 | 0 | 24.2768 | 240.5945 | 0 | 0 | 0 | 0 | 0 | 24.2768 | 177.3711 | 0
|  |  | 24.5562 | 0 | -24.5562 | 0 | 0 | 24.5562 | 213.3098 | 0 | 0 | 0 | 0 | 0 | 24.5562 | 150.0865 | 0
|  |  | 24.0861 | 0 | -24.0861 | 0 | 0 | 24.0861 | 186.5475 | 0 | 0 | 0 | 0 | 0 | 24.0861 | 123.3241 | 0
|  |  | 22.6294 | 0 | -22.6294 | 0 | 0 | 22.6294 | 161.4038 | 0 | 0 | 0 | 0 | 0 | 22.6294 | 98.1804 | 0
|  |  | 20.8758 | 0 | -20.8758 | 0 | 0 | 20.8758 | 138.2085 | 0 | 0 | 0 | 0 | 0 | 20.8758 | 74.9851 | 0
|  |  | 18.9345 | 0 | -18.9345 | 0 | 0 | 18.9345 | 117.1701 | 0 | 0 | 0 | 0 | 0 | 18.9345 | 53.9467 | 0
|  |  | 15.4144 | 0 | -15.4144 | 0 | 0 | 15.4144 | 100.043 | 0 | 0 | 0 | 0 | 0 | 15.4144 | 36.8196 | 0
|  |  | 11.7376 | 0 | -11.7376 | 0 | 0 | 11.7376 | 87.0012 | 0 | 0 | 0 | 0 | 0 | 11.7376 | 23.7778 | 0
|  |  | 16.1057 | 1.0413 | -15.0644 | 0.32737 | 0 | 15.0644 | 70.2629 | 1.0413 | 0 | 0 | 0.32737 | 0 | 15.7784 | 6.2462 | 1.0413
|  |  | 19.9504 | 45.5785 | 25.6281 | 14.3288 | 25.6281 | 0 | 93.3282 | 19.9504 | 0 | 0 | 14.3288 | 0 | 5.6216 | 0 | 19.9504
|  |  | 26.3005 | 210.6703 | 184.3698 | 66.2296 | 184.3698 | 0 | 259.261 | 26.3005 | 0 | 39.929 | 26.3005 | 0 | 0 | 0 | 26.3005
|  |  | 31.0713 | 374.881 | 343.8097 | 117.8534 | 137.0647 | 0 | 382.6192 | 237.8163 | 206.745 | 86.7821 | 31.0713 | 0 | 0 | 0 | 237.8163
|  |  | 33.2435 | 512.8981 | 479.6546 | 161.2426 | 0 | 0 | 382.6192 | 512.8981 | 479.6546 | 127.999 | 33.2435 | 0 | 0 | 0 | 512.8981
|  |  | 33.9264 | 610.1429 | 576.2164 | 191.8139 | 0 | 0 | 382.6192 | 610.1429 | 576.2164 | 157.8875 | 33.9264 | 0 | 0 | 0 | 610.1429
|  |  | 35.3688 | 652.2769 | 616.9082 | 205.0598 | 0 | 0 | 382.6192 | 652.2769 | 616.9082 | 169.6911 | 35.3688 | 0 | 0 | 0 | 652.2769
|  |  | 34.1685 | 644.8274 | 610.6588 | 202.7179 | 0 | 0 | 382.6192 | 644.8274 | 610.6588 | 108.3366 | 34.1685 | 60.2127 | 0 | 54.1915 | 644.8274
|  |  | 35.1159 | 588.1146 | 552.9987 | 184.8888 | 0 | 0 | 382.6192 | 588.1146 | 552.9987 | 0 | 35.1159 | 149.7729 | 0 | 188.987 | 588.1146
|  |  | 40.4938 | 478.6141 | 438.1203 | 150.4645 | 0 | 0 | 382.6192 | 478.6141 | 438.1203 | 0 | 40.4938 | 109.9707 | 0 | 287.9607 | 478.6141
|  |  | 46.2897 | 327.7806 | 281.4909 | 103.0462 | 0 | 0 | 382.6192 | 327.7806 | 281.4909 | 0 | 46.2897 | 56.7565 | 0 | 339.0415 | 327.7806
|  |  | 46.7678 | 154.8387 | 108.0709 | 48.6775 | 0 | 0 | 382.6192 | 154.8387 | 108.0709 | 0 | 46.7678 | 1.9097 | 0 | 340.7602 | 154.8387
|  |  | 41.1187 | 29.7982 | -11.3204 | 9.3678 | 0 | 11.3204 | 370.041 | 29.7982 | 0 | 0 | 9.3678 | 0 | 31.7509 | 305.4815 | 29.7982
|  |  | 30.6708 | 0 | -30.6708 | 0 | 0 | 30.6708 | 335.9624 | 0 | 0 | 0 | 0 | 0 | 30.6708 | 271.4029 | 0
|  |  | 23.3615 | 0 | -23.3615 | 0 | 0 | 23.3615 | 310.0051 | 0 | 0 | 0 | 0 | 0 | 23.3615 | 245.4456 | 0
|  |  | 23.6941 | 0 | -23.6941 | 0 | 0 | 23.6941 | 283.6783 | 0 | 0 | 0 | 0 | 0 | 23.6941 | 219.1188 | 0
|  |  | 24.2768 | 0 | -24.2768 | 0 | 0 | 24.2768 | 256.704 | 0 | 0 | 0 | 0 | 0 | 24.2768 | 192.1445 | 0
|  |  | 24.5562 | 0 | -24.5562 | 0 | 0 | 24.5562 | 229.4194 | 0 | 0 | 0 | 0 | 0 | 24.5562 | 164.8599 | 0
|  |  | 30.2465 | 0 | -30.2465 | 0 | 0 | 30.2465 | 195.8122 | 0 | 0 | 0 | 0 | 0 | 30.2465 | 131.2528 | 0
|  |  | 28.1491 | 0 | -28.1491 | 0 | 0 | 28.1491 | 164.5354 | 0 | 0 | 0 | 0 | 0 | 28.1491 | 99.976 | 0
|  |  | 25.2107 | 0 | -25.2107 | 0 | 0 | 25.2107 | 136.5235 | 0 | 0 | 0 | 0 | 0 | 25.2107 | 71.9641 | 0
|  |  | 21.4417 | 0 | -21.4417 | 0 | 0 | 21.4417 | 112.6995 | 0 | 0 | 0 | 0 | 0 | 21.4417 | 48.14 | 0
|  |  | 17.5188 | 0 | -17.5188 | 0 | 0 | 17.5188 | 93.2341 | 0 | 0 | 0 | 0 | 0 | 17.5188 | 28.6746 | 0
|  |  | 14.3414 | 0 | -14.3414 | 0 | 0 | 14.3414 | 77.2992 | 0 | 0 | 0 | 0 | 0 | 14.3414 | 12.7398 | 0
|  |  | 11.6673 | 0.64082 | -11.0264 | 0.20146 | 0 | 11.0264 | 65.0476 | 0.64082 | 0 | 0 | 0.20146 | 0 | 11.4658 | 0 | 0.64082
|  |  | 9.167 | 56.3924 | 47.2254 | 17.7284 | 47.2254 | 0 | 107.5505 | 9.167 | 0 | 8.5614 | 9.167 | 0 | 0 | 0 | 9.167
|  |  | 7.1962 | 115.5082 | 108.312 | 36.3129 | 108.312 | 0 | 205.0313 | 7.1962 | 0 | 29.1167 | 7.1962 | 0 | 0 | 0 | 7.1962
|  |  | 6.03 | 283.0832 | 277.0532 | 88.9944 | 197.3199 | 0 | 382.6192 | 85.7633 | 79.7333 | 82.9644 | 6.03 | 0 | 0 | 0 | 85.7633
|  |  | 6.0645 | 424.3044 | 418.24 | 133.3909 | 0 | 0 | 382.6192 | 424.3044 | 418.24 | 127.3264 | 6.0645 | 0 | 0 | 0 | 424.3044
|  |  | 6.9622 | 424.1442 | 417.182 | 133.3405 | 0 | 0 | 382.6192 | 424.1442 | 417.182 | 66.3159 | 6.9622 | 60.0624 | 0 | 54.0562 | 424.1442
|  |  | 9.2104 | 457.7073 | 448.4969 | 143.8919 | 0 | 0 | 382.6192 | 457.7073 | 448.4969 | 0 | 9.2104 | 134.6815 | 0 | 175.2695 | 457.7073
|  |  | 12.2202 | 365.3488 | 353.1286 | 114.8567 | 0 | 0 | 382.6192 | 365.3488 | 353.1286 | 0 | 12.2202 | 102.6364 | 0 | 267.6423 | 365.3488
|  |  | 15.3949 | 375.3616 | 359.9667 | 118.0045 | 0 | 0 | 382.6192 | 375.3616 | 359.9667 | 0 | 15.3949 | 102.6095 | 0 | 359.9909 | 375.3616
|  |  | 18.6761 | 242.5512 | 223.8751 | 76.2521 | 0 | 0 | 382.6192 | 242.5512 | 223.8751 | 0 | 18.6761 | 57.5761 | 0 | 411.8094 | 242.5512
|  |  | 22.1391 | 190.164 | 168.0249 | 59.7829 | 0 | 0 | 382.6192 | 190.164 | 168.0249 | 0 | 22.1391 | 37.6438 | 0 | 445.6888 | 190.164
|  |  | 26.0591 | 69.9297 | 43.8706 | 21.9842 | 0 | 0 | 382.6192 | 69.9297 | 43.8706 | 0 | 21.9842 | 0 | 4.0749 | 441.1611 | 69.9297
|  |  | 29.8278 | 6.7286 | -23.0992 | 2.1153 | 0 | 23.0992 | 356.9535 | 6.7286 | 0 | 0 | 2.1153 | 0 | 27.7125 | 410.3694 | 6.7286
|  |  | 32.3465 | 0 | -32.3465 | 0 | 0 | 32.3465 | 321.0129 | 0 | 0 | 0 | 0 | 0 | 32.3465 | 374.4288 | 0
|  |  | 33.6507 | 0 | -33.6507 | 0 | 0 | 33.6507 | 283.6233 | 0 | 0 | 0 | 0 | 0 | 33.6507 | 337.0392 | 0
|  |  | 34.0882 | 0 | -34.0882 | 0 | 0 | 34.0882 | 245.7475 | 0 | 0 | 0 | 0 | 0 | 34.0882 | 299.1634 | 0
|  |  | 33.501 | 0 | -33.501 | 0 | 0 | 33.501 | 208.5242 | 0 | 0 | 0 | 0 | 0 | 33.501 | 261.9401 | 0
|  |  | 32.1465 | 0 | -32.1465 | 0 | 0 | 32.1465 | 172.8059 | 0 | 0 | 0 | 0 | 0 | 32.1465 | 226.2218 | 0
|  |  | 30.2465 | 0 | -30.2465 | 0 | 0 | 30.2465 | 139.1987 | 0 | 0 | 0 | 0 | 0 | 30.2465 | 192.6146 | 0
|  |  | 28.1491 | 0 | -28.1491 | 0 | 0 | 28.1491 | 107.9219 | 0 | 0 | 0 | 0 | 0 | 28.1491 | 161.3378 | 0
|  |  | 25.2107 | 0 | -25.2107 | 0 | 0 | 25.2107 | 79.91 | 0 | 0 | 0 | 0 | 0 | 25.2107 | 133.3259 | 0
|  |  | 21.4417 | 0 | -21.4417 | 0 | 0 | 21.4417 | 56.0859 | 0 | 0 | 0 | 0 | 0 | 21.4417 | 109.5018 | 0
|  |  | 17.5188 | 0 | -17.5188 | 0 | 0 | 17.5188 | 36.6206 | 0 | 0 | 0 | 0 | 0 | 17.5188 | 90.0365 | 0
|  |  | 14.3414 | 0 | -14.3414 | 0 | 0 | 14.3414 | 20.6857 | 0 | 0 | 0 | 0 | 0 | 14.3414 | 74.1016 | 0
|  |  | 11.6673 | 0.64082 | -11.0264 | 0.20146 | 0 | 11.0264 | 8.4341 | 0.64082 | 0 | 0 | 0.20146 | 0 | 11.4658 | 61.3618 | 0.64082
|  |  | 9.167 | 46.1392 | 36.9722 | 14.505 | 36.9722 | 0 | 41.7091 | 9.167 | 0 | 0 | 9.167 | 5.3381 | 0 | 66.1661 | 9.167
|  |  | 7.1962 | 132.7303 | 125.5341 | 41.7271 | 125.5341 | 0 | 154.6898 | 7.1962 | 0 | 0 | 7.1962 | 34.5309 | 0 | 97.2439 | 7.1962
|  |  | 6.03 | 253.8457 | 247.8157 | 79.8029 | 247.8157 | 0 | 377.7239 | 6.03 | 0 | 0 | 6.03 | 73.7729 | 0 | 163.6395 | 6.03
|  |  | 6.0645 | 284.1246 | 278.0601 | 89.3218 | 5.4392 | 0 | 382.6192 | 278.6853 | 272.6209 | 0 | 6.0645 | 83.2573 | 0 | 238.5711 | 278.6853
|  |  | 6.9622 | 261.3754 | 254.4132 | 82.17 | 0 | 0 | 382.6192 | 261.3754 | 254.4132 | 0 | 6.9622 | 75.2078 | 0 | 306.2581 | 261.3754
|  |  | 9.2104 | 337.7934 | 328.583 | 106.194 | 0 | 0 | 382.6192 | 337.7934 | 328.583 | 0 | 9.2104 | 96.9835 | 0 | 393.5433 | 337.7934
|  |  | 12.2202 | 396.8292 | 384.6089 | 124.7533 | 0 | 0 | 382.6192 | 396.8292 | 384.6089 | 0 | 12.2202 | 112.5331 | 0 | 494.8231 | 396.8292
|  |  | 15.3949 | 367.3514 | 351.9564 | 115.4862 | 0 | 0 | 382.6192 | 367.3514 | 351.9564 | 0 | 15.3949 | 100.0913 | 0 | 584.9052 | 367.3514
|  |  | 18.6761 | 425.3458 | 406.6697 | 133.7183 | 0 | 0 | 382.6192 | 425.3458 | 406.6697 | 0 | 18.6761 | 115.0422 | 0 | 688.4432 | 425.3458
|  |  | 22.1391 | 278.6776 | 256.5385 | 87.6094 | 0 | 0 | 382.6192 | 278.6776 | 256.5385 | 0 | 22.1391 | 65.4703 | 0 | 747.3664 | 278.6776
|  |  | 26.0591 | 167.0944 | 141.0353 | 52.5304 | 0 | 0 | 382.6192 | 167.0944 | 141.0353 | 0 | 26.0591 | 26.4712 | 0 | 771.1906 | 167.0944
|  |  | 29.8278 | 38.209 | 8.3812 | 12.012 | 0 | 0 | 382.6192 | 38.209 | 8.3812 | 0 | 12.012 | 0 | 17.8159 | 751.3952 | 38.209
|  |  | 32.3465 | 0 | -32.3465 | 0 | 0 | 32.3465 | 346.6787 | 0 | 0 | 0 | 0 | 0 | 32.3465 | 715.4546 | 0
|  |  | 33.6507 | 0 | -33.6507 | 0 | 0 | 33.6507 | 309.289 | 0 | 0 | 0 | 0 | 0 | 33.6507 | 678.065 | 0
|  |  | 34.0882 | 0 | -34.0882 | 0 | 0 | 34.0882 | 271.4133 | 0 | 0 | 0 | 0 | 0 | 34.0882 | 640.1892 | 0
|  |  | 33.501 | 0 | -33.501 | 0 | 0 | 33.501 | 234.19 | 0 | 0 | 0 | 0 | 0 | 33.501 | 602.9659 | 0
|  |  | 32.1465 | 0 | -32.1465 | 0 | 0 | 32.1465 | 198.4716 | 0 | 0 | 0 | 0 | 0 | 32.1465 | 567.2476 | 0
|  |  | 24.0861 | 0 | -24.0861 | 0 | 0 | 24.0861 | 171.7093 | 0 | 0 | 0 | 0 | 0 | 24.0861 | 540.4852 | 0
|  |  | 22.6294 | 0 | -22.6294 | 0 | 0 | 22.6294 | 146.5656 | 0 | 0 | 0 | 0 | 0 | 22.6294 | 515.3415 | 0
|  |  | 20.8758 | 0 | -20.8758 | 0 | 0 | 20.8758 | 123.3703 | 0 | 0 | 0 | 0 | 0 | 20.8758 | 492.1462 | 0
|  |  | 18.9345 | 0 | -18.9345 | 0 | 0 | 18.9345 | 102.3319 | 0 | 0 | 0 | 0 | 0 | 18.9345 | 471.1078 | 0
|  |  | 15.4144 | 0 | -15.4144 | 0 | 0 | 15.4144 | 85.2048 | 0 | 0 | 0 | 0 | 0 | 15.4144 | 453.9807 | 0
|  |  | 11.7376 | 0 | -11.7376 | 0 | 0 | 11.7376 | 72.163 | 0 | 0 | 0 | 0 | 0 | 11.7376 | 440.9389 | 0
|  |  | 16.1057 | 0.56072 | -15.545 | 0.17628 | 0 | 15.545 | 54.8907 | 0.56072 | 0 | 0 | 0.17628 | 0 | 15.9295 | 423.2395 | 0.56072
|  |  | 19.9504 | 10.4935 | -9.4569 | 3.2989 | 0 | 9.4569 | 44.383 | 10.4935 | 0 | 0 | 3.2989 | 0 | 16.6515 | 404.7378 | 10.4935
|  |  | 26.3005 | 55.9117 | 29.6112 | 17.5773 | 29.6112 | 0 | 71.0331 | 26.3005 | 0 | 0 | 17.5773 | 0 | 8.7232 | 395.0453 | 26.3005
|  |  | 31.0713 | 91.4774 | 60.4061 | 28.7582 | 60.4061 | 0 | 125.3986 | 31.0713 | 0 | 0 | 28.7582 | 0 | 2.313 | 392.4753 | 31.0713
|  |  | 33.2435 | 148.831 | 115.5874 | 46.7888 | 115.5874 | 0 | 229.4273 | 33.2435 | 0 | 0 | 33.2435 | 13.5453 | 0 | 404.666 | 33.2435
|  |  | 33.9264 | 237.9854 | 204.0589 | 74.8167 | 170.2133 | 0 | 382.6192 | 67.7721 | 33.8456 | 0 | 33.9264 | 40.8903 | 0 | 441.4673 | 67.7721
|  |  | 35.3688 | 255.1274 | 219.7586 | 80.2058 | 0 | 0 | 382.6192 | 255.1274 | 219.7586 | 0 | 35.3688 | 44.837 | 0 | 481.8206 | 255.1274
|  |  | 34.1685 | 283.6439 | 249.4754 | 89.1707 | 0 | 0 | 382.6192 | 283.6439 | 249.4754 | 0 | 34.1685 | 55.0021 | 0 | 531.3225 | 283.6439
|  |  | 35.1159 | 304.0702 | 268.9543 | 95.5922 | 0 | 0 | 382.6192 | 304.0702 | 268.9543 | 0 | 35.1159 | 60.4763 | 0 | 585.7512 | 304.0702
|  |  | 40.4938 | 227.7322 | 187.2384 | 71.5934 | 0 | 0 | 382.6192 | 227.7322 | 187.2384 | 0 | 40.4938 | 31.0996 | 0 | 613.7408 | 227.7322
|  |  | 46.2897 | 153.7172 | 107.4276 | 48.3249 | 0 | 0 | 382.6192 | 153.7172 | 107.4276 | 0 | 46.2897 | 2.0352 | 0 | 615.5725 | 153.7172
|  |  | 46.7678 | 111.1827 | 64.4149 | 34.9531 | 0 | 0 | 382.6192 | 111.1827 | 64.4149 | 0 | 34.9531 | 0 | 11.8147 | 602.4451 | 111.1827
|  |  | 41.1187 | 31.4003 | -9.7184 | 9.8715 | 0 | 9.7184 | 371.821 | 31.4003 | 0 | 0 | 9.8715 | 0 | 31.2472 | 567.726 | 31.4003
|  |  | 30.6708 | 0 | -30.6708 | 0 | 0 | 30.6708 | 337.7424 | 0 | 0 | 0 | 0 | 0 | 30.6708 | 533.6474 | 0
|  |  | 23.3615 | 0 | -23.3615 | 0 | 0 | 23.3615 | 311.7852 | 0 | 0 | 0 | 0 | 0 | 23.3615 | 507.6901 | 0
|  |  | 23.6941 | 0 | -23.6941 | 0 | 0 | 23.6941 | 285.4583 | 0 | 0 | 0 | 0 | 0 | 23.6941 | 481.3633 | 0
|  |  | 24.2768 | 0 | -24.2768 | 0 | 0 | 24.2768 | 258.4841 | 0 | 0 | 0 | 0 | 0 | 24.2768 | 454.389 | 0
|  |  | 24.5562 | 0 | -24.5562 | 0 | 0 | 24.5562 | 231.1995 | 0 | 0 | 0 | 0 | 0 | 24.5562 | 427.1044 | 0
|  |  | 24.0861 | 0 | -24.0861 | 0 | 0 | 24.0861 | 204.4371 | 0 | 0 | 0 | 0 | 0 | 24.0861 | 400.3421 | 0
|  |  | 22.6294 | 0 | -22.6294 | 0 | 0 | 22.6294 | 179.2934 | 0 | 0 | 0 | 0 | 0 | 22.6294 | 375.1983 | 0
|  |  | 20.8758 | 0 | -20.8758 | 0 | 0 | 20.8758 | 156.0981 | 0 | 0 | 0 | 0 | 0 | 20.8758 | 352.003 | 0
|  |  | 18.9345 | 0 | -18.9345 | 0 | 0 | 18.9345 | 135.0597 | 0 | 0 | 0 | 0 | 0 | 18.9345 | 330.9647 | 0
|  |  | 15.4144 | 0 | -15.4144 | 0 | 0 | 15.4144 | 117.9326 | 0 | 0 | 0 | 0 | 0 | 15.4144 | 313.8375 | 0
|  |  | 11.7376 | 0 | -11.7376 | 0 | 0 | 11.7376 | 104.8908 | 0 | 0 | 0 | 0 | 0 | 11.7376 | 300.7957 | 0
|  |  | 16.1057 | 0.40051 | -15.7052 | 0.12591 | 0 | 15.7052 | 87.4405 | 0.40051 | 0 | 0 | 0.12591 | 0 | 15.9798 | 283.0403 | 0.40051
|  |  | 19.9504 | 26.1135 | 6.1631 | 8.2094 | 6.1631 | 0 | 92.9873 | 19.9504 | 0 | 0 | 8.2094 | 0 | 11.7409 | 269.9949 | 19.9504
|  |  | 26.3005 | 74.3354 | 48.0349 | 23.3692 | 48.0349 | 0 | 136.2187 | 26.3005 | 0 | 0 | 23.3692 | 0 | 2.9313 | 266.7379 | 26.3005
|  |  | 31.0713 | 113.8261 | 82.7548 | 35.7841 | 82.7548 | 0 | 210.698 | 31.0713 | 0 | 0 | 31.0713 | 4.7128 | 0 | 270.9794 | 31.0713
|  |  | 33.2435 | 116.6296 | 83.3861 | 36.6655 | 83.3861 | 0 | 285.7455 | 33.2435 | 0 | 0 | 33.2435 | 3.422 | 0 | 274.0592 | 33.2435
|  |  | 33.9264 | 169.4174 | 135.491 | 53.2607 | 107.6375 | 0 | 382.6192 | 61.7799 | 27.8534 | 0 | 33.9264 | 19.3342 | 0 | 291.46 | 61.7799
|  |  | 35.3688 | 206.1846 | 170.8158 | 64.8194 | 0 | 0 | 382.6192 | 206.1846 | 170.8158 | 0 | 35.3688 | 29.4506 | 0 | 317.9655 | 206.1846
|  |  | 34.1685 | 171.2597 | 137.0912 | 53.8399 | 0 | 0 | 382.6192 | 171.2597 | 137.0912 | 0 | 34.1685 | 19.6713 | 0 | 335.6697 | 171.2597
|  |  | 35.1159 | 170.9393 | 135.8234 | 53.7391 | 0 | 0 | 382.6192 | 170.9393 | 135.8234 | 0 | 35.1159 | 18.6232 | 0 | 352.4306 | 170.9393
|  |  | 40.4938 | 167.8954 | 127.4016 | 52.7822 | 0 | 0 | 382.6192 | 167.8954 | 127.4016 | 0 | 40.4938 | 12.2884 | 0 | 363.4901 | 167.8954
|  |  | 46.2897 | 126.9629 | 80.6732 | 39.914 | 0 | 0 | 382.6192 | 126.9629 | 80.6732 | 0 | 39.914 | 0 | 6.3757 | 356.406 | 126.9629
|  |  | 46.7678 | 59.9169 | 13.1491 | 18.8364 | 0 | 0 | 382.6192 | 59.9169 | 13.1491 | 0 | 18.8364 | 0 | 27.9314 | 325.3712 | 59.9169
|  |  | 41.1187 | 13.8578 | -27.2609 | 4.3565 | 0 | 27.2609 | 352.3294 | 13.8578 | 0 | 0 | 4.3565 | 0 | 36.7621 | 284.5244 | 13.8578
|  |  | 30.6708 | 0 | -30.6708 | 0 | 0 | 30.6708 | 318.2507 | 0 | 0 | 0 | 0 | 0 | 30.6708 | 250.4458 | 0
|  |  | 23.3615 | 0 | -23.3615 | 0 | 0 | 23.3615 | 292.2935 | 0 | 0 | 0 | 0 | 0 | 23.3615 | 224.4885 | 0
|  |  | 23.6941 | 0 | -23.6941 | 0 | 0 | 23.6941 | 265.9667 | 0 | 0 | 0 | 0 | 0 | 23.6941 | 198.1617 | 0
|  |  | 24.2768 | 0 | -24.2768 | 0 | 0 | 24.2768 | 238.9924 | 0 | 0 | 0 | 0 | 0 | 24.2768 | 171.1874 | 0
|  |  | 24.5562 | 0 | -24.5562 | 0 | 0 | 24.5562 | 211.7078 | 0 | 0 | 0 | 0 | 0 | 24.5562 | 143.9028 | 0
|  |  | 24.0861 | 0 | -24.0861 | 0 | 0 | 24.0861 | 184.9455 | 0 | 0 | 0 | 0 | 0 | 24.0861 | 117.1405 | 0
|  |  | 22.6294 | 0 | -22.6294 | 0 | 0 | 22.6294 | 159.8017 | 0 | 0 | 0 | 0 | 0 | 22.6294 | 91.9967 | 0
|  |  | 20.8758 | 0 | -20.8758 | 0 | 0 | 20.8758 | 136.6064 | 0 | 0 | 0 | 0 | 0 | 20.8758 | 68.8014 | 0
|  |  | 18.9345 | 0 | -18.9345 | 0 | 0 | 18.9345 | 115.5681 | 0 | 0 | 0 | 0 | 0 | 18.9345 | 47.7631 | 0
|  |  | 15.4144 | 0 | -15.4144 | 0 | 0 | 15.4144 | 98.4409 | 0 | 0 | 0 | 0 | 0 | 15.4144 | 30.6359 | 0
|  |  | 11.7376 | 0 | -11.7376 | 0 | 0 | 11.7376 | 85.3991 | 0 | 0 | 0 | 0 | 0 | 11.7376 | 17.5941 | 0
|  |  | 16.1057 | 1.4419 | -14.6639 | 0.45328 | 0 | 14.6639 | 69.1059 | 1.4419 | 0 | 0 | 0.45328 | 0 | 15.6525 | 0.20248 | 1.4419
|  |  | 19.9504 | 62.8807 | 42.9303 | 19.7681 | 42.9303 | 0 | 107.7432 | 19.9504 | 0 | 0 | 19.7681 | 0 | 0.18223 | 0 | 19.9504
|  |  | 26.3005 | 201.058 | 174.7575 | 63.2077 | 174.7575 | 0 | 265.0249 | 26.3005 | 0 | 36.9072 | 26.3005 | 0 | 0 | 0 | 26.3005
|  |  | 31.0713 | 252.8044 | 221.7331 | 79.4755 | 130.6604 | 0 | 382.6192 | 122.144 | 91.0727 | 48.4042 | 31.0713 | 0 | 0 | 0 | 122.144
|  |  | 33.2435 | 263.9387 | 230.6951 | 82.9758 | 0 | 0 | 382.6192 | 263.9387 | 230.6951 | 49.7323 | 33.2435 | 0 | 0 | 0 | 263.9387
|  |  | 33.9264 | 483.0198 | 449.0933 | 151.8495 | 0 | 0 | 382.6192 | 483.0198 | 449.0933 | 117.9231 | 33.9264 | 0 | 0 | 0 | 483.0198
|  |  | 35.3688 | 440.4051 | 405.0363 | 138.4525 | 0 | 0 | 382.6192 | 440.4051 | 405.0363 | 21.9003 | 35.3688 | 81.1835 | 0 | 73.0651 | 440.4051
|  |  | 34.1685 | 439.8444 | 405.6758 | 138.2763 | 0 | 0 | 382.6192 | 439.8444 | 405.6758 | 0 | 34.1685 | 104.1077 | 0 | 166.7621 | 439.8444
|  |  | 35.1159 | 509.0532 | 473.9373 | 160.0338 | 0 | 0 | 382.6192 | 509.0532 | 473.9373 | 0 | 35.1159 | 124.9179 | 0 | 279.1882 | 509.0532
|  |  | 40.4938 | 312.1605 | 271.6667 | 98.1356 | 0 | 0 | 382.6192 | 312.1605 | 271.6667 | 0 | 40.4938 | 57.6418 | 0 | 331.0658 | 312.1605
|  |  | 46.2897 | 272.1091 | 225.8195 | 85.5444 | 0 | 0 | 382.6192 | 272.1091 | 225.8195 | 0 | 46.2897 | 39.2548 | 0 | 366.395 | 272.1091
|  |  | 46.7678 | 41.333 | -5.4347 | 12.9941 | 0 | 5.4347 | 376.5806 | 41.333 | 0 | 0 | 12.9941 | 0 | 33.7737 | 328.8687 | 41.333
|  |  | 41.1187 | 17.4624 | -23.6563 | 5.4898 | 0 | 23.6563 | 350.2959 | 17.4624 | 0 | 0 | 5.4898 | 0 | 35.6289 | 289.281 | 17.4624
|  |  | 30.6708 | 0 | -30.6708 | 0 | 0 | 30.6708 | 316.2173 | 0 | 0 | 0 | 0 | 0 | 30.6708 | 255.2024 | 0
|  |  | 23.3615 | 0 | -23.3615 | 0 | 0 | 23.3615 | 290.26 | 0 | 0 | 0 | 0 | 0 | 23.3615 | 229.2452 | 0
|  |  | 23.6941 | 0 | -23.6941 | 0 | 0 | 23.6941 | 263.9332 | 0 | 0 | 0 | 0 | 0 | 23.6941 | 202.9183 | 0
|  |  | 24.2768 | 0 | -24.2768 | 0 | 0 | 24.2768 | 236.9589 | 0 | 0 | 0 | 0 | 0 | 24.2768 | 175.9441 | 0
|  |  | 24.5562 | 0 | -24.5562 | 0 | 0 | 24.5562 | 209.6743 | 0 | 0 | 0 | 0 | 0 | 24.5562 | 148.6595 | 0
|  |  | 24.0861 | 0 | -24.0861 | 0 | 0 | 24.0861 | 182.912 | 0 | 0 | 0 | 0 | 0 | 24.0861 | 121.8971 | 0
|  |  | 22.6294 | 0 | -22.6294 | 0 | 0 | 22.6294 | 157.7682 | 0 | 0 | 0 | 0 | 0 | 22.6294 | 96.7534 | 0
|  |  | 20.8758 | 0 | -20.8758 | 0 | 0 | 20.8758 | 134.5729 | 0 | 0 | 0 | 0 | 0 | 20.8758 | 73.5581 | 0
|  |  | 18.9345 | 0 | -18.9345 | 0 | 0 | 18.9345 | 113.5346 | 0 | 0 | 0 | 0 | 0 | 18.9345 | 52.5197 | 0
|  |  | 15.4144 | 0 | -15.4144 | 0 | 0 | 15.4144 | 96.4075 | 0 | 0 | 0 | 0 | 0 | 15.4144 | 35.3926 | 0
|  |  | 11.7376 | 0 | -11.7376 | 0 | 0 | 11.7376 | 83.3656 | 0 | 0 | 0 | 0 | 0 | 11.7376 | 22.3508 | 0
|  |  | 16.1057 | 0.32041 | -15.7853 | 0.10073 | 0 | 15.7853 | 65.8264 | 0.32041 | 0 | 0 | 0.10073 | 0 | 16.005 | 4.5674 | 0.32041
|  |  | 19.9504 | 50.3846 | 30.4343 | 15.8397 | 30.4343 | 0 | 93.2172 | 19.9504 | 0 | 0 | 15.8397 | 0 | 4.1107 | 0 | 19.9504
|  |  | 26.3005 | 166.9342 | 140.6337 | 52.48 | 140.6337 | 0 | 219.7875 | 26.3005 | 0 | 26.1795 | 26.3005 | 0 | 0 | 0 | 26.3005
|  |  | 31.0713 | 281.0006 | 249.9293 | 88.3397 | 180.9241 | 0 | 382.6192 | 100.0764 | 69.0051 | 57.2684 | 31.0713 | 0 | 0 | 0 | 100.0764
|  |  | 33.2435 | 369.434 | 336.1905 | 116.141 | 0 | 0 | 382.6192 | 369.434 | 336.1905 | 82.8974 | 33.2435 | 0 | 0 | 0 | 369.434
|  |  | 33.9264 | 427.1881 | 393.2617 | 134.2975 | 0 | 0 | 382.6192 | 427.1881 | 393.2617 | 100.371 | 33.9264 | 0 | 0 | 0 | 427.1881
|  |  | 35.3688 | 456.9063 | 421.5375 | 143.6401 | 0 | 0 | 382.6192 | 456.9063 | 421.5375 | 38.4883 | 35.3688 | 69.783 | 0 | 62.8047 | 456.9063
|  |  | 34.1685 | 468.8416 | 434.673 | 147.3923 | 0 | 0 | 382.6192 | 468.8416 | 434.673 | 0 | 34.1685 | 113.2237 | 0 | 164.7061 | 468.8416
|  |  | 35.1159 | 399.2323 | 364.1164 | 125.5088 | 0 | 0 | 382.6192 | 399.2323 | 364.1164 | 0 | 35.1159 | 90.3929 | 0 | 246.0597 | 399.2323
|  |  | 40.4938 | 343.0001 | 302.5063 | 107.8308 | 0 | 0 | 382.6192 | 343.0001 | 302.5063 | 0 | 40.4938 | 67.337 | 0 | 306.663 | 343.0001
|  |  | 46.2897 | 247.5977 | 201.308 | 77.8386 | 0 | 0 | 382.6192 | 247.5977 | 201.308 | 0 | 46.2897 | 31.549 | 0 | 335.057 | 247.5977
|  |  | 46.7678 | 122.4772 | 75.7094 | 38.5038 | 0 | 0 | 382.6192 | 122.4772 | 75.7094 | 0 | 38.5038 | 0 | 8.264 | 325.8748 | 122.4772
|  |  | 41.1187 | 25.9533 | -15.1654 | 8.1591 | 0 | 15.1654 | 365.7688 | 25.9533 | 0 | 0 | 8.1591 | 0 | 32.9596 | 289.253 | 25.9533
|  |  | 30.6708 | 0 | -30.6708 | 0 | 0 | 30.6708 | 331.6902 | 0 | 0 | 0 | 0 | 0 | 30.6708 | 255.1744 | 0
|  |  | 23.3615 | 0 | -23.3615 | 0 | 0 | 23.3615 | 305.7329 | 0 | 0 | 0 | 0 | 0 | 23.3615 | 229.2172 | 0
|  |  | 23.6941 | 0 | -23.6941 | 0 | 0 | 23.6941 | 279.4061 | 0 | 0 | 0 | 0 | 0 | 23.6941 | 202.8904 | 0
|  |  | 24.2768 | 0 | -24.2768 | 0 | 0 | 24.2768 | 252.4319 | 0 | 0 | 0 | 0 | 0 | 24.2768 | 175.9161 | 0
|  |  | 24.5562 | 0 | -24.5562 | 0 | 0 | 24.5562 | 225.1472 | 0 | 0 | 0 | 0 | 0 | 24.5562 | 148.6315 | 0
|  |  | 24.0861 | 0 | -24.0861 | 0 | 0 | 24.0861 | 198.3849 | 0 | 0 | 0 | 0 | 0 | 24.0861 | 121.8692 | 0
|  |  | 22.6294 | 0 | -22.6294 | 0 | 0 | 22.6294 | 173.2412 | 0 | 0 | 0 | 0 | 0 | 22.6294 | 96.7254 | 0
|  |  | 20.8758 | 0 | -20.8758 | 0 | 0 | 20.8758 | 150.0459 | 0 | 0 | 0 | 0 | 0 | 20.8758 | 73.5301 | 0
|  |  | 18.9345 | 0 | -18.9345 | 0 | 0 | 18.9345 | 129.0075 | 0 | 0 | 0 | 0 | 0 | 18.9345 | 52.4917 | 0
|  |  | 15.4144 | 0 | -15.4144 | 0 | 0 | 15.4144 | 111.8804 | 0 | 0 | 0 | 0 | 0 | 15.4144 | 35.3646 | 0
|  |  | 11.7376 | 0 | -11.7376 | 0 | 0 | 11.7376 | 98.8386 | 0 | 0 | 0 | 0 | 0 | 11.7376 | 22.3228 | 0
|  |  | 16.1057 | 0.64082 | -15.4649 | 0.20146 | 0 | 15.4649 | 81.6553 | 0.64082 | 0 | 0 | 0.20146 | 0 | 15.9043 | 4.6514 | 0.64082
|  |  | 19.9504 | 50.1443 | 30.194 | 15.7641 | 30.194 | 0 | 108.8299 | 19.9504 | 0 | 0 | 15.7641 | 0 | 4.1862 | 0 | 19.9504
|  |  | 26.3005 | 216.7581 | 190.4576 | 68.1434 | 190.4576 | 0 | 280.2417 | 26.3005 | 0 | 41.8429 | 26.3005 | 0 | 0 | 0 | 26.3005
|  |  | 31.0713 | 391.6225 | 360.5512 | 123.1165 | 113.7528 | 0 | 382.6192 | 277.8697 | 246.7984 | 92.0452 | 31.0713 | 0 | 0 | 0 | 277.8697
|  |  | 33.2435 | 536.8488 | 503.6053 | 168.7721 | 0 | 0 | 382.6192 | 536.8488 | 503.6053 | 135.5285 | 33.2435 | 0 | 0 | 0 | 536.8488
|  |  | 33.9264 | 637.8584 | 603.932 | 200.527 | 0 | 0 | 382.6192 | 637.8584 | 603.932 | 166.6006 | 33.9264 | 0 | 0 | 0 | 637.8584
|  |  | 35.3688 | 683.3568 | 647.988 | 214.8306 | 0 | 0 | 382.6192 | 683.3568 | 647.988 | 179.4618 | 35.3688 | 0 | 0 | 0 | 683.3568
|  |  | 34.1685 | 675.7471 | 641.5785 | 212.4383 | 0 | 0 | 382.6192 | 675.7471 | 641.5785 | 142.2193 | 34.1685 | 36.0504 | 0 | 32.4454 | 675.7471
|  |  | 35.1159 | 617.6725 | 582.5566 | 194.1811 | 0 | 0 | 382.6192 | 617.6725 | 582.5566 | 0 | 35.1159 | 159.0652 | 0 | 175.604 | 617.6725
|  |  | 40.4938 | 506.8103 | 466.3165 | 159.3287 | 0 | 0 | 382.6192 | 506.8103 | 466.3165 | 0 | 40.4938 | 118.8349 | 0 | 282.5554 | 506.8103
|  |  | 46.2897 | 348.0466 | 301.7569 | 109.4173 | 0 | 0 | 382.6192 | 348.0466 | 301.7569 | 0 | 46.2897 | 63.1276 | 0 | 339.3703 | 348.0466
|  |  | 46.7678 | 164.8515 | 118.0838 | 51.8253 | 0 | 0 | 382.6192 | 164.8515 | 118.0838 | 0 | 46.7678 | 5.0575 | 0 | 343.922 | 164.8515
|  |  | 41.1187 | 21.1471 | -19.9715 | 6.6481 | 0 | 19.9715 | 360.4286 | 21.1471 | 0 | 0 | 6.6481 | 0 | 34.4705 | 305.6214 | 21.1471
|  |  | 30.6708 | 0 | -30.6708 | 0 | 0 | 30.6708 | 326.35 | 0 | 0 | 0 | 0 | 0 | 30.6708 | 271.5428 | 0
|  |  | 23.3615 | 0 | -23.3615 | 0 | 0 | 23.3615 | 300.3928 | 0 | 0 | 0 | 0 | 0 | 23.3615 | 245.5855 | 0
|  |  | 23.6941 | 0 | -23.6941 | 0 | 0 | 23.6941 | 274.066 | 0 | 0 | 0 | 0 | 0 | 23.6941 | 219.2587 | 0
|  |  | 24.2768 | 0 | -24.2768 | 0 | 0 | 24.2768 | 247.0917 | 0 | 0 | 0 | 0 | 0 | 24.2768 | 192.2844 | 0
|  |  | 24.5562 | 0 | -24.5562 | 0 | 0 | 24.5562 | 219.8071 | 0 | 0 | 0 | 0 | 0 | 24.5562 | 164.9998 | 0
|  |  | 30.2465 | 0 | -30.2465 | 0 | 0 | 30.2465 | 186.1999 | 0 | 0 | 0 | 0 | 0 | 30.2465 | 131.3927 | 0
|  |  | 28.1491 | 0 | -28.1491 | 0 | 0 | 28.1491 | 154.9231 | 0 | 0 | 0 | 0 | 0 | 28.1491 | 100.1159 | 0
|  |  | 25.2107 | 0 | -25.2107 | 0 | 0 | 25.2107 | 126.9112 | 0 | 0 | 0 | 0 | 0 | 25.2107 | 72.104 | 0
|  |  | 21.4417 | 0 | -21.4417 | 0 | 0 | 21.4417 | 103.0871 | 0 | 0 | 0 | 0 | 0 | 21.4417 | 48.2799 | 0
|  |  | 17.5188 | 0 | -17.5188 | 0 | 0 | 17.5188 | 83.6218 | 0 | 0 | 0 | 0 | 0 | 17.5188 | 28.8145 | 0
|  |  | 14.3414 | 0 | -14.3414 | 0 | 0 | 14.3414 | 67.6869 | 0 | 0 | 0 | 0 | 0 | 14.3414 | 12.8797 | 0
|  |  | 11.6673 | 0.24031 | -11.427 | 0.075547 | 0 | 11.427 | 54.9903 | 0.24031 | 0 | 0 | 0.075547 | 0 | 11.5917 | 0 | 0.24031
|  |  | 9.167 | 55.9117 | 46.7448 | 17.5773 | 46.7448 | 0 | 97.0606 | 9.167 | 0 | 8.4103 | 9.167 | 0 | 0 | 0 | 9.167
|  |  | 7.1962 | 190.5645 | 183.3683 | 59.9088 | 183.3683 | 0 | 262.0921 | 7.1962 | 0 | 52.7126 | 7.1962 | 0 | 0 | 0 | 7.1962
|  |  | 6.03 | 357.5788 | 351.5488 | 112.414 | 133.9191 | 0 | 382.6192 | 223.6597 | 217.6297 | 106.384 | 6.03 | 0 | 0 | 0 | 223.6597
|  |  | 6.0645 | 470.1232 | 464.0588 | 147.7952 | 0 | 0 | 382.6192 | 470.1232 | 464.0588 | 141.7307 | 6.0645 | 0 | 0 | 0 | 470.1232
|  |  | 6.9622 | 546.4612 | 539.499 | 171.794 | 0 | 0 | 382.6192 | 546.4612 | 539.499 | 164.8318 | 6.9622 | 0 | 0 | 0 | 546.4612
|  |  | 9.2104 | 575.2982 | 566.0877 | 180.8596 | 0 | 0 | 382.6192 | 575.2982 | 566.0877 | 171.6492 | 9.2104 | 0 | 0 | 0 | 575.2982
|  |  | 12.2202 | 570.9726 | 558.7524 | 179.4998 | 0 | 0 | 382.6192 | 570.9726 | 558.7524 | 129.0459 | 12.2202 | 38.2337 | 0 | 34.4103 | 570.9726
|  |  | 15.3949 | 505.6088 | 490.2138 | 158.951 | 0 | 0 | 382.6192 | 505.6088 | 490.2138 | 0 | 15.3949 | 143.556 | 0 | 163.6107 | 505.6088
|  |  | 18.6761 | 454.5032 | 435.8271 | 142.8846 | 0 | 0 | 382.6192 | 454.5032 | 435.8271 | 0 | 18.6761 | 124.2085 | 0 | 275.3984 | 454.5032
|  |  | 22.1391 | 329.1423 | 307.0032 | 103.4743 | 0 | 0 | 382.6192 | 329.1423 | 307.0032 | 0 | 22.1391 | 81.3351 | 0 | 348.6 | 329.1423
|  |  | 26.0591 | 168.5363 | 142.4771 | 52.9837 | 0 | 0 | 382.6192 | 168.5363 | 142.4771 | 0 | 26.0591 | 26.9245 | 0 | 372.8321 | 168.5363
|  |  | 29.8278 | 27.0747 | -2.7531 | 8.5116 | 0 | 2.7531 | 379.5603 | 27.0747 | 0 | 0 | 8.5116 | 0 | 21.3162 | 349.1474 | 27.0747
|  |  | 32.3465 | 0 | -32.3465 | 0 | 0 | 32.3465 | 343.6197 | 0 | 0 | 0 | 0 | 0 | 32.3465 | 313.2069 | 0
|  |  | 33.6507 | 0 | -33.6507 | 0 | 0 | 33.6507 | 306.2301 | 0 | 0 | 0 | 0 | 0 | 33.6507 | 275.8172 | 0
|  |  | 34.0882 | 0 | -34.0882 | 0 | 0 | 34.0882 | 268.3543 | 0 | 0 | 0 | 0 | 0 | 34.0882 | 237.9415 | 0
|  |  | 33.501 | 0 | -33.501 | 0 | 0 | 33.501 | 231.131 | 0 | 0 | 0 | 0 | 0 | 33.501 | 200.7182 | 0
|  |  | 32.1465 | 0 | -32.1465 | 0 | 0 | 32.1465 | 195.4126 | 0 | 0 | 0 | 0 | 0 | 32.1465 | 164.9998 | 0
|  |  | 30.2465 | 0 | -30.2465 | 0 | 0 | 30.2465 | 161.8055 | 0 | 0 | 0 | 0 | 0 | 30.2465 | 131.3927 | 0
|  |  | 28.1491 | 0 | -28.1491 | 0 | 0 | 28.1491 | 130.5287 | 0 | 0 | 0 | 0 | 0 | 28.1491 | 100.1159 | 0
|  |  | 25.2107 | 0 | -25.2107 | 0 | 0 | 25.2107 | 102.5168 | 0 | 0 | 0 | 0 | 0 | 25.2107 | 72.104 | 0
|  |  | 21.4417 | 0 | -21.4417 | 0 | 0 | 21.4417 | 78.6927 | 0 | 0 | 0 | 0 | 0 | 21.4417 | 48.2799 | 0
|  |  | 17.5188 | 0 | -17.5188 | 0 | 0 | 17.5188 | 59.2274 | 0 | 0 | 0 | 0 | 0 | 17.5188 | 28.8145 | 0
|  |  | 14.3414 | 0 | -14.3414 | 0 | 0 | 14.3414 | 43.2925 | 0 | 0 | 0 | 0 | 0 | 14.3414 | 12.8797 | 0
|  |  | 11.6673 | 0.24031 | -11.427 | 0.075547 | 0 | 11.427 | 30.5959 | 0.24031 | 0 | 0 | 0.075547 | 0 | 11.5917 | 0 | 0.24031
|  |  | 9.167 | 52.9479 | 43.781 | 16.6455 | 43.781 | 0 | 69.9988 | 9.167 | 0 | 7.4786 | 9.167 | 0 | 0 | 0 | 9.167
|  |  | 7.1962 | 185.7583 | 178.5621 | 58.3979 | 178.5621 | 0 | 230.7047 | 7.1962 | 0 | 51.2016 | 7.1962 | 0 | 0 | 0 | 7.1962
|  |  | 6.03 | 330.8245 | 324.7945 | 104.0031 | 168.794 | 0 | 382.6192 | 162.0305 | 156.0005 | 97.9731 | 6.03 | 0 | 0 | 0 | 162.0305
|  |  | 6.0645 | 489.1877 | 483.1232 | 153.7886 | 0 | 0 | 382.6192 | 489.1877 | 483.1232 | 147.7241 | 6.0645 | 0 | 0 | 0 | 489.1877
|  |  | 6.9622 | 572.7349 | 565.7727 | 180.0538 | 0 | 0 | 382.6192 | 572.7349 | 565.7727 | 173.0916 | 6.9622 | 0 | 0 | 0 | 572.7349
|  |  | 9.2104 | 462.914 | 453.7035 | 145.5288 | 0 | 0 | 382.6192 | 462.914 | 453.7035 | 136.3183 | 9.2104 | 0 | 0 | 0 | 462.914
|  |  | 12.2202 | 524.9936 | 512.7734 | 165.0451 | 0 | 0 | 382.6192 | 524.9936 | 512.7734 | 126.3546 | 12.2202 | 26.4703 | 0 | 23.8232 | 524.9936
|  |  | 15.3949 | 517.3839 | 501.9889 | 162.6528 | 0 | 0 | 382.6192 | 517.3839 | 501.9889 | 0 | 15.3949 | 147.2578 | 0 | 156.3553 | 517.3839
|  |  | 18.6761 | 470.3635 | 451.6874 | 147.8707 | 0 | 0 | 382.6192 | 470.3635 | 451.6874 | 0 | 18.6761 | 129.1946 | 0 | 272.6305 | 470.3635
|  |  | 22.1391 | 293.5767 | 271.4376 | 92.2933 | 0 | 0 | 382.6192 | 293.5767 | 271.4376 | 0 | 22.1391 | 70.1542 | 0 | 335.7692 | 293.5767
|  |  | 26.0591 | 152.2754 | 126.2163 | 47.8716 | 0 | 0 | 382.6192 | 152.2754 | 126.2163 | 0 | 26.0591 | 21.8125 | 0 | 355.4005 | 152.2754
|  |  | 29.8278 | 27.9559 | -1.872 | 8.7886 | 0 | 1.872 | 380.5393 | 27.9559 | 0 | 0 | 8.7886 | 0 | 21.0392 | 332.0236 | 27.9559
|  |  | 32.3465 | 0 | -32.3465 | 0 | 0 | 32.3465 | 344.5988 | 0 | 0 | 0 | 0 | 0 | 32.3465 | 296.0831 | 0
|  |  | 33.6507 | 0 | -33.6507 | 0 | 0 | 33.6507 | 307.2091 | 0 | 0 | 0 | 0 | 0 | 33.6507 | 258.6934 | 0
|  |  | 34.0882 | 0 | -34.0882 | 0 | 0 | 34.0882 | 269.3333 | 0 | 0 | 0 | 0 | 0 | 34.0882 | 220.8176 | 0
|  |  | 33.501 | 0 | -33.501 | 0 | 0 | 33.501 | 232.11 | 0 | 0 | 0 | 0 | 0 | 33.501 | 183.5943 | 0
|  |  | 32.1465 | 0 | -32.1465 | 0 | 0 | 32.1465 | 196.3917 | 0 | 0 | 0 | 0 | 0 | 32.1465 | 147.876 | 0
|  |  | 24.0861 | 0 | -24.0861 | 0 | 0 | 24.0861 | 169.6294 | 0 | 0 | 0 | 0 | 0 | 24.0861 | 121.1137 | 0
|  |  | 22.6294 | 0 | -22.6294 | 0 | 0 | 22.6294 | 144.4856 | 0 | 0 | 0 | 0 | 0 | 22.6294 | 95.9699 | 0
|  |  | 20.8758 | 0 | -20.8758 | 0 | 0 | 20.8758 | 121.2903 | 0 | 0 | 0 | 0 | 0 | 20.8758 | 72.7746 | 0
|  |  | 18.9345 | 0 | -18.9345 | 0 | 0 | 18.9345 | 100.252 | 0 | 0 | 0 | 0 | 0 | 18.9345 | 51.7363 | 0
|  |  | 15.4144 | 0 | -15.4144 | 0 | 0 | 15.4144 | 83.1248 | 0 | 0 | 0 | 0 | 0 | 15.4144 | 34.6091 | 0
|  |  | 11.7376 | 0 | -11.7376 | 0 | 0 | 11.7376 | 70.083 | 0 | 0 | 0 | 0 | 0 | 11.7376 | 21.5673 | 0
|  |  | 16.1057 | 0.32041 | -15.7853 | 0.10073 | 0 | 15.7853 | 52.5437 | 0.32041 | 0 | 0 | 0.10073 | 0 | 16.005 | 3.784 | 0.32041
|  |  | 19.9504 | 52.6275 | 32.6772 | 16.5448 | 32.6772 | 0 | 81.9532 | 19.9504 | 0 | 0 | 16.5448 | 0 | 3.4056 | 0 | 19.9504
|  |  | 26.3005 | 211.4713 | 185.1708 | 66.4814 | 185.1708 | 0 | 248.6069 | 26.3005 | 0 | 40.1809 | 26.3005 | 0 | 0 | 0 | 26.3005
|  |  | 31.0713 | 361.1033 | 330.032 | 113.522 | 148.9026 | 0 | 382.6192 | 212.2007 | 181.1295 | 82.4507 | 31.0713 | 0 | 0 | 0 | 212.2007
|  |  | 33.2435 | 491.4306 | 458.187 | 154.4937 | 0 | 0 | 382.6192 | 491.4306 | 458.187 | 121.2502 | 33.2435 | 0 | 0 | 0 | 491.4306
|  |  | 33.9264 | 585.7916 | 551.8652 | 184.1585 | 0 | 0 | 382.6192 | 585.7916 | 551.8652 | 150.2321 | 33.9264 | 0 | 0 | 0 | 585.7916
|  |  | 35.3688 | 603.0137 | 567.645 | 189.5727 | 0 | 0 | 382.6192 | 603.0137 | 567.645 | 154.2039 | 35.3688 | 0 | 0 | 0 | 603.0137
|  |  | 34.1685 | 588.9957 | 554.8272 | 185.1658 | 0 | 0 | 382.6192 | 588.9957 | 554.8272 | 97.4953 | 34.1685 | 53.502 | 0 | 48.1518 | 588.9957
|  |  | 35.1159 | 558.1562 | 523.0403 | 175.4706 | 0 | 0 | 382.6192 | 558.1562 | 523.0403 | 0 | 35.1159 | 140.3547 | 0 | 174.471 | 558.1562
|  |  | 40.4938 | 472.8467 | 432.3529 | 148.6514 | 0 | 0 | 382.6192 | 472.8467 | 432.3529 | 0 | 40.4938 | 108.1576 | 0 | 271.8128 | 472.8467
|  |  | 46.2897 | 331.1449 | 284.8552 | 104.1038 | 0 | 0 | 382.6192 | 331.1449 | 284.8552 | 0 | 46.2897 | 57.8141 | 0 | 323.8455 | 331.1449
|  |  | 46.7678 | 163.65 | 116.8822 | 51.4475 | 0 | 0 | 382.6192 | 163.65 | 116.8822 | 0 | 46.7678 | 4.6798 | 0 | 328.0573 | 163.65
|  |  | 41.1187 | 19.5451 | -21.5736 | 6.1445 | 0 | 21.5736 | 358.6486 | 19.5451 | 0 | 0 | 6.1445 | 0 | 34.9742 | 289.1971 | 19.5451
|  |  | 30.6708 | 0 | -30.6708 | 0 | 0 | 30.6708 | 324.57 | 0 | 0 | 0 | 0 | 0 | 30.6708 | 255.1185 | 0
|  |  | 23.3615 | 0 | -23.3615 | 0 | 0 | 23.3615 | 298.6127 | 0 | 0 | 0 | 0 | 0 | 23.3615 | 229.1612 | 0
|  |  | 23.6941 | 0 | -23.6941 | 0 | 0 | 23.6941 | 272.2859 | 0 | 0 | 0 | 0 | 0 | 23.6941 | 202.8344 | 0
|  |  | 24.2768 | 0 | -24.2768 | 0 | 0 | 24.2768 | 245.3116 | 0 | 0 | 0 | 0 | 0 | 24.2768 | 175.8601 | 0
|  |  | 24.5562 | 0 | -24.5562 | 0 | 0 | 24.5562 | 218.027 | 0 | 0 | 0 | 0 | 0 | 24.5562 | 148.5755 | 0
|  |  | 24.0861 | 0 | -24.0861 | 0 | 0 | 24.0861 | 191.2647 | 0 | 0 | 0 | 0 | 0 | 24.0861 | 121.8132 | 0
|  |  | 22.6294 | 0 | -22.6294 | 0 | 0 | 22.6294 | 166.1209 | 0 | 0 | 0 | 0 | 0 | 22.6294 | 96.6694 | 0
|  |  | 20.8758 | 0 | -20.8758 | 0 | 0 | 20.8758 | 142.9256 | 0 | 0 | 0 | 0 | 0 | 20.8758 | 73.4741 | 0
|  |  | 18.9345 | 0 | -18.9345 | 0 | 0 | 18.9345 | 121.8873 | 0 | 0 | 0 | 0 | 0 | 18.9345 | 52.4358 | 0
|  |  | 15.4144 | 0 | -15.4144 | 0 | 0 | 15.4144 | 104.7601 | 0 | 0 | 0 | 0 | 0 | 15.4144 | 35.3086 | 0
|  |  | 11.7376 | 0 | -11.7376 | 0 | 0 | 11.7376 | 91.7183 | 0 | 0 | 0 | 0 | 0 | 11.7376 | 22.2668 | 0
|  |  | 16.1057 | 0.32041 | -15.7853 | 0.10073 | 0 | 15.7853 | 74.1791 | 0.32041 | 0 | 0 | 0.10073 | 0 | 16.005 | 4.4835 | 0.32041
|  |  | 19.9504 | 50.625 | 30.6746 | 15.9152 | 30.6746 | 0 | 101.7862 | 19.9504 | 0 | 0 | 15.9152 | 0 | 4.0351 | 0 | 19.9504
|  |  | 26.3005 | 199.7763 | 173.4758 | 62.8048 | 173.4758 | 0 | 257.9144 | 26.3005 | 0 | 36.5042 | 26.3005 | 0 | 0 | 0 | 26.3005
|  |  | 31.0713 | 367.4315 | 336.3602 | 115.5114 | 138.5609 | 0 | 382.6192 | 228.8705 | 197.7992 | 84.4401 | 31.0713 | 0 | 0 | 0 | 228.8705
|  |  | 33.2435 | 494.3143 | 461.0707 | 155.4003 | 0 | 0 | 382.6192 | 494.3143 | 461.0707 | 122.1567 | 33.2435 | 0 | 0 | 0 | 494.3143
|  |  | 33.9264 | 602.7734 | 568.847 | 189.4972 | 0 | 0 | 382.6192 | 602.7734 | 568.847 | 155.5707 | 33.9264 | 0 | 0 | 0 | 602.7734
|  |  | 35.3688 | 627.6854 | 592.3166 | 197.3289 | 0 | 0 | 382.6192 | 627.6854 | 592.3166 | 161.9601 | 35.3688 | 0 | 0 | 0 | 627.6854
|  |  | 34.1685 | 616.1506 | 581.982 | 193.7026 | 0 | 0 | 382.6192 | 616.1506 | 581.982 | 98.9941 | 34.1685 | 60.54 | 0 | 54.486 | 616.1506
|  |  | 35.1159 | 565.7659 | 530.65 | 177.8629 | 0 | 0 | 382.6192 | 565.7659 | 530.65 | 0 | 35.1159 | 142.747 | 0 | 182.9583 | 565.7659
|  |  | 40.4938 | 453.5419 | 413.0481 | 142.5824 | 0 | 0 | 382.6192 | 453.5419 | 413.0481 | 0 | 40.4938 | 102.0886 | 0 | 274.838 | 453.5419
|  |  | 46.2897 | 320.8917 | 274.6021 | 100.8805 | 0 | 0 | 382.6192 | 320.8917 | 274.6021 | 0 | 46.2897 | 54.5908 | 0 | 323.9697 | 320.8917
|  |  | 46.7678 | 161.7275 | 114.9597 | 50.8432 | 0 | 0 | 382.6192 | 161.7275 | 114.9597 | 0 | 46.7678 | 4.0754 | 0 | 327.6376 | 161.7275
|  |  | 41.1187 | 20.8267 | -20.292 | 6.5474 | 0 | 20.292 | 360.0726 | 20.8267 | 0 | 0 | 6.5474 | 0 | 34.5713 | 289.2251 | 20.8267
|  |  | 30.6708 | 0 | -30.6708 | 0 | 0 | 30.6708 | 325.994 | 0 | 0 | 0 | 0 | 0 | 30.6708 | 255.1465 | 0
|  |  | 23.3615 | 0 | -23.3615 | 0 | 0 | 23.3615 | 300.0367 | 0 | 0 | 0 | 0 | 0 | 23.3615 | 229.1892 | 0
|  |  | 23.6941 | 0 | -23.6941 | 0 | 0 | 23.6941 | 273.7099 | 0 | 0 | 0 | 0 | 0 | 23.6941 | 202.8624 | 0
|  |  | 24.2768 | 0 | -24.2768 | 0 | 0 | 24.2768 | 246.7357 | 0 | 0 | 0 | 0 | 0 | 24.2768 | 175.8881 | 0
|  |  | 24.5562 | 0 | -24.5562 | 0 | 0 | 24.5562 | 219.451 | 0 | 0 | 0 | 0 | 0 | 24.5562 | 148.6035 | 0
|  |  | 24.0861 | 0 | -24.0861 | 0 | 0 | 24.0861 | 192.6887 | 0 | 0 | 0 | 0 | 0 | 24.0861 | 121.8412 | 0
|  |  | 22.6294 | 0 | -22.6294 | 0 | 0 | 22.6294 | 167.545 | 0 | 0 | 0 | 0 | 0 | 22.6294 | 96.6974 | 0
|  |  | 20.8758 | 0 | -20.8758 | 0 | 0 | 20.8758 | 144.3497 | 0 | 0 | 0 | 0 | 0 | 20.8758 | 73.5021 | 0
|  |  | 18.9345 | 0 | -18.9345 | 0 | 0 | 18.9345 | 123.3113 | 0 | 0 | 0 | 0 | 0 | 18.9345 | 52.4638 | 0
|  |  | 15.4144 | 0 | -15.4144 | 0 | 0 | 15.4144 | 106.1842 | 0 | 0 | 0 | 0 | 0 | 15.4144 | 35.3366 | 0
|  |  | 11.7376 | 0 | -11.7376 | 0 | 0 | 11.7376 | 93.1424 | 0 | 0 | 0 | 0 | 0 | 11.7376 | 22.2948 | 0
|  |  | 16.1057 | 0.48062 | -15.6251 | 0.15109 | 0 | 15.6251 | 75.7811 | 0.48062 | 0 | 0 | 0.15109 | 0 | 15.9547 | 4.5674 | 0.48062
|  |  | 19.9504 | 50.3846 | 30.4343 | 15.8397 | 30.4343 | 0 | 103.172 | 19.9504 | 0 | 0 | 15.8397 | 0 | 4.1107 | 0 | 19.9504
|  |  | 26.3005 | 200.7376 | 174.437 | 63.107 | 174.437 | 0 | 260.1653 | 26.3005 | 0 | 36.8064 | 26.3005 | 0 | 0 | 0 | 26.3005
|  |  | 31.0713 | 360.6227 | 329.5514 | 113.3709 | 136.0599 | 0 | 382.6192 | 224.5628 | 193.4915 | 82.2996 | 31.0713 | 0 | 0 | 0 | 224.5628
|  |  | 33.2435 | 475.0896 | 441.8461 | 149.3565 | 0 | 0 | 382.6192 | 475.0896 | 441.8461 | 116.113 | 33.2435 | 0 | 0 | 0 | 475.0896
|  |  | 33.9264 | 572.9752 | 539.0488 | 180.1293 | 0 | 0 | 382.6192 | 572.9752 | 539.0488 | 146.2029 | 33.9264 | 0 | 0 | 0 | 572.9752
|  |  | 35.3688 | 613.5072 | 578.1384 | 192.8716 | 0 | 0 | 382.6192 | 613.5072 | 578.1384 | 157.5028 | 35.3688 | 0 | 0 | 0 | 613.5072
|  |  | 34.1685 | 631.4502 | 597.2817 | 198.5124 | 0 | 0 | 382.6192 | 631.4502 | 597.2817 | 34.7785 | 34.1685 | 129.5654 | 0 | 116.6089 | 631.4502
|  |  | 35.1159 | 538.4509 | 503.335 | 169.2757 | 0 | 0 | 382.6192 | 538.4509 | 503.335 | 0 | 35.1159 | 134.1598 | 0 | 237.3527 | 538.4509
|  |  | 40.4938 | 405.6405 | 365.1466 | 127.5234 | 0 | 0 | 382.6192 | 405.6405 | 365.1466 | 0 | 40.4938 | 87.0296 | 0 | 315.6793 | 405.6405
|  |  | 46.2897 | 325.3775 | 279.0878 | 102.2907 | 0 | 0 | 382.6192 | 325.3775 | 279.0878 | 0 | 46.2897 | 56.001 | 0 | 366.0802 | 325.3775
|  |  | 46.7678 | 172.4613 | 125.6935 | 54.2176 | 0 | 0 | 382.6192 | 172.4613 | 125.6935 | 0 | 46.7678 | 7.4498 | 0 | 372.7851 | 172.4613
|  |  | 41.1187 | 24.5916 | -16.5271 | 7.731 | 0 | 16.5271 | 364.2558 | 24.5916 | 0 | 0 | 7.731 | 0 | 33.3877 | 335.6876 | 24.5916
|  |  | 30.6708 | 0 | -30.6708 | 0 | 0 | 30.6708 | 330.1772 | 0 | 0 | 0 | 0 | 0 | 30.6708 | 301.609 | 0
|  |  | 23.3615 | 0 | -23.3615 | 0 | 0 | 23.3615 | 304.2199 | 0 | 0 | 0 | 0 | 0 | 23.3615 | 275.6518 | 0
|  |  | 23.6941 | 0 | -23.6941 | 0 | 0 | 23.6941 | 277.8931 | 0 | 0 | 0 | 0 | 0 | 23.6941 | 249.325 | 0
|  |  | 24.2768 | 0 | -24.2768 | 0 | 0 | 24.2768 | 250.9188 | 0 | 0 | 0 | 0 | 0 | 24.2768 | 222.3507 | 0
|  |  | 24.5562 | 0 | -24.5562 | 0 | 0 | 24.5562 | 223.6342 | 0 | 0 | 0 | 0 | 0 | 24.5562 | 195.0661 | 0
|  |  | 24.0861 | 0 | -24.0861 | 0 | 0 | 24.0861 | 196.8719 | 0 | 0 | 0 | 0 | 0 | 24.0861 | 168.3037 | 0
|  |  | 22.6294 | 0 | -22.6294 | 0 | 0 | 22.6294 | 171.7281 | 0 | 0 | 0 | 0 | 0 | 22.6294 | 143.16 | 0
|  |  | 20.8758 | 0 | -20.8758 | 0 | 0 | 20.8758 | 148.5328 | 0 | 0 | 0 | 0 | 0 | 20.8758 | 119.9647 | 0
|  |  | 18.9345 | 0 | -18.9345 | 0 | 0 | 18.9345 | 127.4945 | 0 | 0 | 0 | 0 | 0 | 18.9345 | 98.9263 | 0
|  |  | 15.4144 | 0 | -15.4144 | 0 | 0 | 15.4144 | 110.3673 | 0 | 0 | 0 | 0 | 0 | 15.4144 | 81.7992 | 0
|  |  | 11.7376 | 0 | -11.7376 | 0 | 0 | 11.7376 | 97.3255 | 0 | 0 | 0 | 0 | 0 | 11.7376 | 68.7574 | 0
|  |  | 16.1057 | 0.32041 | -15.7853 | 0.10073 | 0 | 15.7853 | 79.7863 | 0.32041 | 0 | 0 | 0.10073 | 0 | 16.005 | 50.974 | 0.32041
|  |  | 19.9504 | 37.4881 | 17.5377 | 11.7853 | 17.5377 | 0 | 95.5702 | 19.9504 | 0 | 0 | 11.7853 | 0 | 8.165 | 41.9018 | 19.9504
|  |  | 26.3005 | 109.1801 | 82.8796 | 34.3235 | 82.8796 | 0 | 170.1618 | 26.3005 | 0 | 0 | 26.3005 | 8.023 | 0 | 49.1225 | 26.3005
|  |  | 31.0713 | 212.3525 | 181.2812 | 66.7584 | 181.2812 | 0 | 333.3149 | 31.0713 | 0 | 0 | 31.0713 | 35.6871 | 0 | 81.2409 | 31.0713
|  |  | 33.2435 | 318.3284 | 285.0849 | 100.0746 | 54.7826 | 0 | 382.6192 | 263.5458 | 230.3023 | 0 | 33.2435 | 66.8311 | 0 | 141.3889 | 263.5458
|  |  | 33.9264 | 326.8193 | 292.8929 | 102.744 | 0 | 0 | 382.6192 | 326.8193 | 292.8929 | 0 | 33.9264 | 68.8175 | 0 | 203.3247 | 326.8193
|  |  | 35.3688 | 323.0545 | 287.6857 | 101.5604 | 0 | 0 | 382.6192 | 323.0545 | 287.6857 | 0 | 35.3688 | 66.1916 | 0 | 262.8971 | 323.0545
|  |  | 34.1685 | 275.7138 | 241.5452 | 86.6776 | 0 | 0 | 382.6192 | 275.7138 | 241.5452 | 0 | 34.1685 | 52.5091 | 0 | 310.1553 | 275.7138
|  |  | 35.1159 | 264.4994 | 229.3835 | 83.1521 | 0 | 0 | 382.6192 | 264.4994 | 229.3835 | 0 | 35.1159 | 48.0362 | 0 | 353.3879 | 264.4994
|  |  | 40.4938 | 172.3011 | 131.8072 | 54.1672 | 0 | 0 | 382.6192 | 172.3011 | 131.8072 | 0 | 40.4938 | 13.6734 | 0 | 365.6939 | 172.3011
|  |  | 46.2897 | 126.1619 | 79.8722 | 39.6622 | 0 | 0 | 382.6192 | 126.1619 | 79.8722 | 0 | 39.6622 | 0 | 6.6275 | 358.3301 | 126.1619
|  |  | 46.7678 | 62.32 | 15.5522 | 19.5919 | 0 | 0 | 382.6192 | 62.32 | 15.5522 | 0 | 19.5919 | 0 | 27.1759 | 328.1346 | 62.32
|  |  | 41.1187 | 5.5271 | -35.5916 | 1.7376 | 0 | 35.5916 | 343.073 | 5.5271 | 0 | 0 | 1.7376 | 0 | 39.3811 | 284.3778 | 5.5271
|  |  | 30.6708 | 0 | -30.6708 | 0 | 0 | 30.6708 | 308.9944 | 0 | 0 | 0 | 0 | 0 | 30.6708 | 250.2992 | 0
|  |  | 23.3615 | 0 | -23.3615 | 0 | 0 | 23.3615 | 283.0372 | 0 | 0 | 0 | 0 | 0 | 23.3615 | 224.342 | 0
|  |  | 23.6941 | 0 | -23.6941 | 0 | 0 | 23.6941 | 256.7104 | 0 | 0 | 0 | 0 | 0 | 23.6941 | 198.0152 | 0
|  |  | 24.2768 | 0 | -24.2768 | 0 | 0 | 24.2768 | 229.7361 | 0 | 0 | 0 | 0 | 0 | 24.2768 | 171.0409 | 0
|  |  | 24.5562 | 0 | -24.5562 | 0 | 0 | 24.5562 | 202.4515 | 0 | 0 | 0 | 0 | 0 | 24.5562 | 143.7563 | 0
|  |  | 24.0861 | 0 | -24.0861 | 0 | 0 | 24.0861 | 175.6891 | 0 | 0 | 0 | 0 | 0 | 24.0861 | 116.994 | 0
|  |  | 22.6294 | 0 | -22.6294 | 0 | 0 | 22.6294 | 150.5454 | 0 | 0 | 0 | 0 | 0 | 22.6294 | 91.8502 | 0
|  |  | 20.8758 | 0 | -20.8758 | 0 | 0 | 20.8758 | 127.3501 | 0 | 0 | 0 | 0 | 0 | 20.8758 | 68.6549 | 0
|  |  | 18.9345 | 0 | -18.9345 | 0 | 0 | 18.9345 | 106.3117 | 0 | 0 | 0 | 0 | 0 | 18.9345 | 47.6165 | 0
|  |  | 15.4144 | 0 | -15.4144 | 0 | 0 | 15.4144 | 89.1846 | 0 | 0 | 0 | 0 | 0 | 15.4144 | 30.4894 | 0
|  |  | 11.7376 | 0 | -11.7376 | 0 | 0 | 11.7376 | 76.1428 | 0 | 0 | 0 | 0 | 0 | 11.7376 | 17.4476 | 0
|  |  | 16.1057 | 1.2816 | -14.8241 | 0.40292 | 0 | 14.8241 | 59.6716 | 1.2816 | 0 | 0 | 0.40292 | 0 | 15.7028 | 0 | 1.2816
|  |  | 19.9504 | 68.568 | 48.6176 | 21.5561 | 48.6176 | 0 | 103.4274 | 19.9504 | 0 | 1.6057 | 19.9504 | 0 | 0 | 0 | 19.9504
|  |  | 26.3005 | 285.4863 | 259.1858 | 89.7499 | 259.1858 | 0 | 336.6946 | 26.3005 | 0 | 63.4494 | 26.3005 | 0 | 0 | 0 | 26.3005
|  |  | 31.0713 | 403.718 | 372.6467 | 126.919 | 51.0274 | 0 | 382.6192 | 352.6906 | 321.6194 | 95.8477 | 31.0713 | 0 | 0 | 0 | 352.6906
|  |  | 33.2435 | 553.1898 | 519.9463 | 173.9093 | 0 | 0 | 382.6192 | 553.1898 | 519.9463 | 125.6476 | 33.2435 | 15.0181 | 0 | 13.5163 | 553.1898
|  |  | 33.9264 | 567.2078 | 533.2814 | 178.3162 | 0 | 0 | 382.6192 | 567.2078 | 533.2814 | 0 | 33.9264 | 144.3898 | 0 | 143.4671 | 567.2078
|  |  | 35.3688 | 515.0609 | 479.6921 | 161.9225 | 0 | 0 | 382.6192 | 515.0609 | 479.6921 | 0 | 35.3688 | 126.5537 | 0 | 257.3654 | 515.0609
|  |  | 34.1685 | 355.0155 | 320.847 | 111.6082 | 0 | 0 | 382.6192 | 355.0155 | 320.847 | 0 | 34.1685 | 77.4396 | 0 | 327.0611 | 355.0155
|  |  | 35.1159 | 307.034 | 271.9181 | 96.5239 | 0 | 0 | 382.6192 | 307.034 | 271.9181 | 0 | 35.1159 | 61.408 | 0 | 382.3283 | 307.034
|  |  | 40.4938 | 182.8746 | 142.3808 | 57.4913 | 0 | 0 | 382.6192 | 182.8746 | 142.3808 | 0 | 40.4938 | 16.9975 | 0 | 397.626 | 182.8746
|  |  | 46.2897 | 124.72 | 78.4304 | 39.2089 | 0 | 0 | 382.6192 | 124.72 | 78.4304 | 0 | 39.2089 | 0 | 7.0808 | 389.7585 | 124.72
|  |  | 46.7678 | 33.0023 | -13.7654 | 10.3751 | 0 | 13.7654 | 367.3243 | 33.0023 | 0 | 0 | 10.3751 | 0 | 36.3926 | 349.3222 | 33.0023
|  |  | 41.1187 | 5.5271 | -35.5916 | 1.7376 | 0 | 35.5916 | 327.7781 | 5.5271 | 0 | 0 | 1.7376 | 0 | 39.3811 | 305.5654 | 5.5271
|  |  | 30.6708 | 0 | -30.6708 | 0 | 0 | 30.6708 | 293.6995 | 0 | 0 | 0 | 0 | 0 | 30.6708 | 271.4868 | 0
|  |  | 23.3615 | 0 | -23.3615 | 0 | 0 | 23.3615 | 267.7422 | 0 | 0 | 0 | 0 | 0 | 23.3615 | 245.5296 | 0
|  |  | 23.6941 | 0 | -23.6941 | 0 | 0 | 23.6941 | 241.4154 | 0 | 0 | 0 | 0 | 0 | 23.6941 | 219.2028 | 0
|  |  | 24.2768 | 0 | -24.2768 | 0 | 0 | 24.2768 | 214.4412 | 0 | 0 | 0 | 0 | 0 | 24.2768 | 192.2285 | 0
|  |  | 24.5562 | 0 | -24.5562 | 0 | 0 | 24.5562 | 187.1565 | 0 | 0 | 0 | 0 | 0 | 24.5562 | 164.9439 | 0
|  |  | 30.2465 | 0 | -30.2465 | 0 | 0 | 30.2465 | 153.5494 | 0 | 0 | 0 | 0 | 0 | 30.2465 | 131.3367 | 0
|  |  | 28.1491 | 0 | -28.1491 | 0 | 0 | 28.1491 | 122.2726 | 0 | 0 | 0 | 0 | 0 | 28.1491 | 100.0599 | 0
|  |  | 25.2107 | 0 | -25.2107 | 0 | 0 | 25.2107 | 94.2607 | 0 | 0 | 0 | 0 | 0 | 25.2107 | 72.048 | 0
|  |  | 21.4417 | 0 | -21.4417 | 0 | 0 | 21.4417 | 70.4366 | 0 | 0 | 0 | 0 | 0 | 21.4417 | 48.224 | 0
|  |  | 17.5188 | 0 | -17.5188 | 0 | 0 | 17.5188 | 50.9712 | 0 | 0 | 0 | 0 | 0 | 17.5188 | 28.7586 | 0
|  |  | 14.3414 | 0 | -14.3414 | 0 | 0 | 14.3414 | 35.0364 | 0 | 0 | 0 | 0 | 0 | 14.3414 | 12.8237 | 0
|  |  | 11.6673 | 0.40051 | -11.2667 | 0.12591 | 0 | 11.2667 | 22.5178 | 0.40051 | 0 | 0 | 0.12591 | 0 | 11.5414 | 0 | 0.40051
|  |  | 9.167 | 33.8034 | 24.6364 | 10.6269 | 24.6364 | 0 | 44.6906 | 9.167 | 0 | 1.46 | 9.167 | 0 | 0 | 0 | 9.167
|  |  | 7.1962 | 27.0747 | 19.8785 | 8.5116 | 19.8785 | 0 | 62.5812 | 7.1962 | 0 | 1.3154 | 7.1962 | 0 | 0 | 0 | 7.1962
|  |  | 6.03 | 246.9569 | 240.9269 | 77.6372 | 240.9269 | 0 | 279.4154 | 6.03 | 0 | 71.6072 | 6.03 | 0 | 0 | 0 | 6.03
|  |  | 6.0645 | 480.6167 | 474.5522 | 151.0941 | 114.6709 | 0 | 382.6192 | 365.9458 | 359.8813 | 145.0296 | 6.0645 | 0 | 0 | 0 | 365.9458
|  |  | 6.9622 | 612.3858 | 605.4236 | 192.519 | 0 | 0 | 382.6192 | 612.3858 | 605.4236 | 185.5568 | 6.9622 | 0 | 0 | 0 | 612.3858
|  |  | 9.2104 | 587.4738 | 578.2634 | 184.6873 | 0 | 0 | 382.6192 | 587.4738 | 578.2634 | 55.7321 | 9.2104 | 119.7448 | 0 | 107.7703 | 587.4738
|  |  | 12.2202 | 431.1933 | 418.973 | 135.5566 | 0 | 0 | 382.6192 | 431.1933 | 418.973 | 0 | 12.2202 | 123.3363 | 0 | 218.773 | 431.1933
|  |  | 15.3949 | 65.0435 | 49.6485 | 20.4481 | 0 | 0 | 382.6192 | 65.0435 | 49.6485 | 0 | 15.3949 | 5.0531 | 0 | 223.3209 | 65.0435
|  |  | 18.6761 | 186.3992 | 167.7231 | 58.5993 | 0 | 0 | 382.6192 | 186.3992 | 167.7231 | 0 | 18.6761 | 39.9232 | 0 | 259.2518 | 186.3992
|  |  | 22.1391 | 383.9326 | 361.7935 | 120.699 | 0 | 0 | 382.6192 | 383.9326 | 361.7935 | 0 | 22.1391 | 98.5599 | 0 | 347.9556 | 383.9326
|  |  | 26.0591 | 173.5827 | 147.5236 | 54.5701 | 0 | 0 | 382.6192 | 173.5827 | 147.5236 | 0 | 26.0591 | 28.511 | 0 | 373.6156 | 173.5827
|  |  | 29.8278 | 24.5916 | -5.2363 | 7.731 | 0 | 5.2363 | 376.8012 | 24.5916 | 0 | 0 | 7.731 | 0 | 22.0969 | 349.0635 | 24.5916
|  |  | 32.3465 | 0 | -32.3465 | 0 | 0 | 32.3465 | 340.8606 | 0 | 0 | 0 | 0 | 0 | 32.3465 | 313.123 | 0
|  |  | 33.6507 | 0 | -33.6507 | 0 | 0 | 33.6507 | 303.471 | 0 | 0 | 0 | 0 | 0 | 33.6507 | 275.7333 | 0
|  |  | 34.0882 | 0 | -34.0882 | 0 | 0 | 34.0882 | 265.5952 | 0 | 0 | 0 | 0 | 0 | 34.0882 | 237.8575 | 0
|  |  | 33.501 | 0 | -33.501 | 0 | 0 | 33.501 | 228.3719 | 0 | 0 | 0 | 0 | 0 | 33.501 | 200.6342 | 0
|  |  | 32.1465 | 0 | -32.1465 | 0 | 0 | 32.1465 | 192.6535 | 0 | 0 | 0 | 0 | 0 | 32.1465 | 164.9159 | 0
|  |  | 30.2465 | 0 | -30.2465 | 0 | 0 | 30.2465 | 159.0464 | 0 | 0 | 0 | 0 | 0 | 30.2465 | 131.3087 | 0
|  |  | 28.1491 | 0 | -28.1491 | 0 | 0 | 28.1491 | 127.7696 | 0 | 0 | 0 | 0 | 0 | 28.1491 | 100.0319 | 0
|  |  | 25.2107 | 0 | -25.2107 | 0 | 0 | 25.2107 | 99.7577 | 0 | 0 | 0 | 0 | 0 | 25.2107 | 72.02 | 0
|  |  | 21.4417 | 0 | -21.4417 | 0 | 0 | 21.4417 | 75.9336 | 0 | 0 | 0 | 0 | 0 | 21.4417 | 48.196 | 0
|  |  | 17.5188 | 0 | -17.5188 | 0 | 0 | 17.5188 | 56.4683 | 0 | 0 | 0 | 0 | 0 | 17.5188 | 28.7306 | 0
|  |  | 14.3414 | 0 | -14.3414 | 0 | 0 | 14.3414 | 40.5334 | 0 | 0 | 0 | 0 | 0 | 14.3414 | 12.7957 | 0
|  |  | 11.6673 | 0.48062 | -11.1866 | 0.15109 | 0 | 11.1866 | 28.1038 | 0.48062 | 0 | 0 | 0.15109 | 0 | 11.5162 | 0 | 0.48062
|  |  | 9.167 | 56.5526 | 47.3856 | 17.7787 | 47.3856 | 0 | 70.7508 | 9.167 | 0 | 8.6118 | 9.167 | 0 | 0 | 0 | 9.167
|  |  | 7.1962 | 242.5512 | 235.355 | 76.2521 | 235.355 | 0 | 282.5703 | 7.1962 | 0 | 69.0559 | 7.1962 | 0 | 0 | 0 | 7.1962
|  |  | 6.03 | 430.7928 | 424.7628 | 135.4307 | 111.1655 | 0 | 382.6192 | 319.6273 | 313.5973 | 129.4007 | 6.03 | 0 | 0 | 0 | 319.6273
|  |  | 6.0645 | 583.3084 | 577.244 | 183.3778 | 0 | 0 | 382.6192 | 583.3084 | 577.244 | 177.3134 | 6.0645 | 0 | 0 | 0 | 583.3084
|  |  | 6.9622 | 688.6436 | 681.6814 | 216.4926 | 0 | 0 | 382.6192 | 688.6436 | 681.6814 | 209.5304 | 6.9622 | 0 | 0 | 0 | 688.6436
|  |  | 9.2104 | 734.3823 | 725.1719 | 230.8717 | 0 | 0 | 382.6192 | 734.3823 | 725.1719 | 221.6613 | 9.2104 | 0 | 0 | 0 | 734.3823
|  |  | 12.2202 | 726.9327 | 714.7125 | 228.5298 | 0 | 0 | 382.6192 | 726.9327 | 714.7125 | 216.3096 | 12.2202 | 0 | 0 | 0 | 726.9327
|  |  | 15.3949 | 664.1322 | 648.7372 | 208.7868 | 0 | 0 | 382.6192 | 664.1322 | 648.7372 | 75.8232 | 15.3949 | 117.5687 | 0 | 105.8118 | 664.1322
|  |  | 18.6761 | 543.177 | 524.5009 | 170.7615 | 0 | 0 | 382.6192 | 543.177 | 524.5009 | 0 | 18.6761 | 152.0854 | 0 | 242.6887 | 543.177
|  |  | 22.1391 | 377.6846 | 355.5455 | 118.7348 | 0 | 0 | 382.6192 | 377.6846 | 355.5455 | 0 | 22.1391 | 96.5956 | 0 | 329.6247 | 377.6846
|  |  | 26.0591 | 197.1329 | 171.0738 | 61.9738 | 0 | 0 | 382.6192 | 197.1329 | 171.0738 | 0 | 26.0591 | 35.9146 | 0 | 361.9479 | 197.1329
|  |  | 29.8278 | 19.3849 | -10.443 | 6.0941 | 0 | 10.443 | 371.016 | 19.3849 | 0 | 0 | 6.0941 | 0 | 23.7337 | 335.5771 | 19.3849
|  |  | 32.3465 | 0 | -32.3465 | 0 | 0 | 32.3465 | 335.0754 | 0 | 0 | 0 | 0 | 0 | 32.3465 | 299.6366 | 0
|  |  | 33.6507 | 0 | -33.6507 | 0 | 0 | 33.6507 | 297.6858 | 0 | 0 | 0 | 0 | 0 | 33.6507 | 262.2469 | 0
|  |  | 34.0882 | 0 | -34.0882 | 0 | 0 | 34.0882 | 259.81 | 0 | 0 | 0 | 0 | 0 | 34.0882 | 224.3711 | 0
|  |  | 33.501 | 0 | -33.501 | 0 | 0 | 33.501 | 222.5867 | 0 | 0 | 0 | 0 | 0 | 33.501 | 187.1478 | 0
|  |  | 32.1465 | 0 | -32.1465 | 0 | 0 | 32.1465 | 186.8683 | 0 | 0 | 0 | 0 | 0 | 32.1465 | 151.4295 | 0
|  |  | 24.0861 | 0 | -24.0861 | 0 | 0 | 24.0861 | 160.106 | 0 | 0 | 0 | 0 | 0 | 24.0861 | 124.6672 | 0
|  |  | 22.6294 | 0 | -22.6294 | 0 | 0 | 22.6294 | 134.9623 | 0 | 0 | 0 | 0 | 0 | 22.6294 | 99.5234 | 0
|  |  | 20.8758 | 0 | -20.8758 | 0 | 0 | 20.8758 | 111.767 | 0 | 0 | 0 | 0 | 0 | 20.8758 | 76.3281 | 0
|  |  | 18.9345 | 0 | -18.9345 | 0 | 0 | 18.9345 | 90.7286 | 0 | 0 | 0 | 0 | 0 | 18.9345 | 55.2898 | 0
|  |  | 15.4144 | 0 | -15.4144 | 0 | 0 | 15.4144 | 73.6015 | 0 | 0 | 0 | 0 | 0 | 15.4144 | 38.1626 | 0
|  |  | 11.7376 | 0 | -11.7376 | 0 | 0 | 11.7376 | 60.5597 | 0 | 0 | 0 | 0 | 0 | 11.7376 | 25.1208 | 0
|  |  | 16.1057 | 0.40051 | -15.7052 | 0.12591 | 0 | 15.7052 | 43.1094 | 0.40051 | 0 | 0 | 0.12591 | 0 | 15.9798 | 7.3655 | 0.40051
|  |  | 19.9504 | 42.3744 | 22.424 | 13.3215 | 22.424 | 0 | 63.291 | 19.9504 | 0 | 0 | 13.3215 | 0 | 6.6289 | 0 | 19.9504
|  |  | 26.3005 | 149.3116 | 123.0111 | 46.9399 | 123.0111 | 0 | 174.001 | 26.3005 | 0 | 20.6394 | 26.3005 | 0 | 0 | 0 | 26.3005
|  |  | 31.0713 | 273.4709 | 242.3996 | 85.9725 | 231.7981 | 0 | 382.6192 | 41.6728 | 10.6015 | 54.9012 | 31.0713 | 0 | 0 | 0 | 41.6728
|  |  | 33.2435 | 305.9926 | 272.7491 | 96.1966 | 0 | 0 | 382.6192 | 305.9926 | 272.7491 | 55.4254 | 33.2435 | 7.5276 | 0 | 6.7748 | 305.9926
|  |  | 33.9264 | 355.7364 | 321.81 | 111.8348 | 0 | 0 | 382.6192 | 355.7364 | 321.81 | 0 | 33.9264 | 77.9084 | 0 | 76.8924 | 355.7364
|  |  | 35.3688 | 380.328 | 344.9592 | 119.5658 | 0 | 0 | 382.6192 | 380.328 | 344.9592 | 0 | 35.3688 | 84.197 | 0 | 152.6697 | 380.328
|  |  | 34.1685 | 461.9527 | 427.7842 | 145.2266 | 0 | 0 | 382.6192 | 461.9527 | 427.7842 | 0 | 34.1685 | 111.058 | 0 | 252.6219 | 461.9527
|  |  | 35.1159 | 330.9847 | 295.8688 | 104.0535 | 0 | 0 | 382.6192 | 330.9847 | 295.8688 | 0 | 35.1159 | 68.9376 | 0 | 314.6657 | 330.9847
|  |  | 40.4938 | 199.536 | 159.0422 | 62.7292 | 0 | 0 | 382.6192 | 199.536 | 159.0422 | 0 | 40.4938 | 22.2354 | 0 | 334.6776 | 199.536
|  |  | 46.2897 | 210.2698 | 163.9801 | 66.1037 | 0 | 0 | 382.6192 | 210.2698 | 163.9801 | 0 | 46.2897 | 19.814 | 0 | 352.5102 | 210.2698
|  |  | 46.7678 | 79.8625 | 33.0947 | 25.1068 | 0 | 0 | 382.6192 | 79.8625 | 33.0947 | 0 | 25.1068 | 0 | 21.661 | 328.4424 | 79.8625
|  |  | 41.1187 | 5.6072 | -35.5115 | 1.7628 | 0 | 35.5115 | 343.162 | 5.6072 | 0 | 0 | 1.7628 | 0 | 39.3559 | 284.7136 | 5.6072
|  |  | 30.6708 | 0 | -30.6708 | 0 | 0 | 30.6708 | 309.0834 | 0 | 0 | 0 | 0 | 0 | 30.6708 | 250.635 | 0
|  |  | 23.3615 | 0 | -23.3615 | 0 | 0 | 23.3615 | 283.1262 | 0 | 0 | 0 | 0 | 0 | 23.3615 | 224.6777 | 0
|  |  | 23.6941 | 0 | -23.6941 | 0 | 0 | 23.6941 | 256.7994 | 0 | 0 | 0 | 0 | 0 | 23.6941 | 198.3509 | 0
|  |  | 24.2768 | 0 | -24.2768 | 0 | 0 | 24.2768 | 229.8251 | 0 | 0 | 0 | 0 | 0 | 24.2768 | 171.3766 | 0
|  |  | 24.5562 | 0 | -24.5562 | 0 | 0 | 24.5562 | 202.5405 | 0 | 0 | 0 | 0 | 0 | 24.5562 | 144.092 | 0
|  |  | 24.0861 | 0 | -24.0861 | 0 | 0 | 24.0861 | 175.7781 | 0 | 0 | 0 | 0 | 0 | 24.0861 | 117.3297 | 0
|  |  | 22.6294 | 0 | -22.6294 | 0 | 0 | 22.6294 | 150.6344 | 0 | 0 | 0 | 0 | 0 | 22.6294 | 92.186 | 0
|  |  | 20.8758 | 0 | -20.8758 | 0 | 0 | 20.8758 | 127.4391 | 0 | 0 | 0 | 0 | 0 | 20.8758 | 68.9907 | 0
|  |  | 18.9345 | 0 | -18.9345 | 0 | 0 | 18.9345 | 106.4007 | 0 | 0 | 0 | 0 | 0 | 18.9345 | 47.9523 | 0
|  |  | 15.4144 | 0 | -15.4144 | 0 | 0 | 15.4144 | 89.2736 | 0 | 0 | 0 | 0 | 0 | 15.4144 | 30.8252 | 0
|  |  | 11.7376 | 0 | -11.7376 | 0 | 0 | 11.7376 | 76.2318 | 0 | 0 | 0 | 0 | 0 | 11.7376 | 17.7834 | 0
|  |  | 16.1057 | 0.32041 | -15.7853 | 0.10073 | 0 | 15.7853 | 58.6925 | 0.32041 | 0 | 0 | 0.10073 | 0 | 16.005 | 0 | 0.32041
|  |  | 19.9504 | 66.8858 | 46.9354 | 21.0273 | 46.9354 | 0 | 100.9344 | 19.9504 | 0 | 1.0769 | 19.9504 | 0 | 0 | 0 | 19.9504
|  |  | 26.3005 | 264.7397 | 238.4392 | 83.2277 | 238.4392 | 0 | 315.5297 | 26.3005 | 0 | 56.9271 | 26.3005 | 0 | 0 | 0 | 26.3005
|  |  | 31.0713 | 462.2731 | 431.2019 | 145.3273 | 74.544 | 0 | 382.6192 | 387.7292 | 356.6579 | 114.256 | 31.0713 | 0 | 0 | 0 | 387.7292
|  |  | 33.2435 | 621.117 | 587.8734 | 195.2639 | 0 | 0 | 382.6192 | 621.117 | 587.8734 | 162.0204 | 33.2435 | 0 | 0 | 0 | 621.117
|  |  | 33.9264 | 730.6976 | 696.7711 | 229.7134 | 0 | 0 | 382.6192 | 730.6976 | 696.7711 | 195.7869 | 33.9264 | 0 | 0 | 0 | 730.6976
|  |  | 35.3688 | 779.5603 | 744.1915 | 245.0746 | 0 | 0 | 382.6192 | 779.5603 | 744.1915 | 209.7058 | 35.3688 | 0 | 0 | 0 | 779.5603
|  |  | 34.1685 | 767.705 | 733.5365 | 241.3476 | 0 | 0 | 382.6192 | 767.705 | 733.5365 | 207.1791 | 34.1685 | 0 | 0 | 0 | 767.705
|  |  | 35.1159 | 697.1345 | 662.0186 | 219.162 | 0 | 0 | 382.6192 | 697.1345 | 662.0186 | 60.109 | 35.1159 | 123.9371 | 0 | 111.5434 | 697.1345
|  |  | 40.4938 | 572.0941 | 531.6002 | 179.8523 | 0 | 0 | 382.6192 | 572.0941 | 531.6002 | 0 | 40.4938 | 139.3585 | 0 | 236.966 | 572.0941
|  |  | 46.2897 | 398.5914 | 352.3018 | 125.3074 | 0 | 0 | 382.6192 | 398.5914 | 352.3018 | 0 | 46.2897 | 79.0177 | 0 | 308.0819 | 398.5914
|  |  | 46.7678 | 211.5514 | 164.7837 | 66.5066 | 0 | 0 | 382.6192 | 211.5514 | 164.7837 | 0 | 46.7678 | 19.7388 | 0 | 325.8469 | 211.5514
|  |  | 41.1187 | 18.5037 | -22.6149 | 5.8171 | 0 | 22.6149 | 357.4915 | 18.5037 | 0 | 0 | 5.8171 | 0 | 35.3016 | 286.6229 | 18.5037
|  |  | 30.6708 | 0 | -30.6708 | 0 | 0 | 30.6708 | 323.4129 | 0 | 0 | 0 | 0 | 0 | 30.6708 | 252.5443 | 0
|  |  | 23.3615 | 0 | -23.3615 | 0 | 0 | 23.3615 | 297.4557 | 0 | 0 | 0 | 0 | 0 | 23.3615 | 226.587 | 0
|  |  | 23.6941 | 0 | -23.6941 | 0 | 0 | 23.6941 | 271.1289 | 0 | 0 | 0 | 0 | 0 | 23.6941 | 200.2602 | 0
|  |  | 24.2768 | 0 | -24.2768 | 0 | 0 | 24.2768 | 244.1546 | 0 | 0 | 0 | 0 | 0 | 24.2768 | 173.2859 | 0
|  |  | 24.5562 | 0 | -24.5562 | 0 | 0 | 24.5562 | 216.87 | 0 | 0 | 0 | 0 | 0 | 24.5562 | 146.0013 | 0
|  |  | 24.0861 | 0 | -24.0861 | 0 | 0 | 24.0861 | 190.1076 | 0 | 0 | 0 | 0 | 0 | 24.0861 | 119.239 | 0
|  |  | 22.6294 | 0 | -22.6294 | 0 | 0 | 22.6294 | 164.9639 | 0 | 0 | 0 | 0 | 0 | 22.6294 | 94.0952 | 0
|  |  | 20.8758 | 0 | -20.8758 | 0 | 0 | 20.8758 | 141.7686 | 0 | 0 | 0 | 0 | 0 | 20.8758 | 70.8999 | 0
|  |  | 18.9345 | 0 | -18.9345 | 0 | 0 | 18.9345 | 120.7302 | 0 | 0 | 0 | 0 | 0 | 18.9345 | 49.8616 | 0
|  |  | 15.4144 | 0 | -15.4144 | 0 | 0 | 15.4144 | 103.6031 | 0 | 0 | 0 | 0 | 0 | 15.4144 | 32.7345 | 0
|  |  | 11.7376 | 0 | -11.7376 | 0 | 0 | 11.7376 | 90.5613 | 0 | 0 | 0 | 0 | 0 | 11.7376 | 19.6926 | 0
|  |  | 16.1057 | 0.40051 | -15.7052 | 0.12591 | 0 | 15.7052 | 73.111 | 0.40051 | 0 | 0 | 0.12591 | 0 | 15.9798 | 1.9373 | 0.40051
|  |  | 19.9504 | 57.9143 | 37.9639 | 18.2068 | 37.9639 | 0 | 107.2786 | 19.9504 | 0 | 0 | 18.2068 | 0 | 1.7435 | 0 | 19.9504
|  |  | 26.3005 | 238.0655 | 211.7649 | 74.8419 | 211.7649 | 0 | 297.867 | 26.3005 | 0 | 48.5414 | 26.3005 | 0 | 0 | 0 | 26.3005
|  |  | 31.0713 | 382.651 | 351.5797 | 120.2961 | 94.1692 | 0 | 382.6192 | 288.4818 | 257.4105 | 89.2248 | 31.0713 | 0 | 0 | 0 | 288.4818
|  |  | 33.2435 | 466.9191 | 433.6756 | 146.7879 | 0 | 0 | 382.6192 | 466.9191 | 433.6756 | 113.5444 | 33.2435 | 0 | 0 | 0 | 466.9191
|  |  | 33.9264 | 573.9364 | 540.01 | 180.4315 | 0 | 0 | 382.6192 | 573.9364 | 540.01 | 146.5051 | 33.9264 | 0 | 0 | 0 | 573.9364
|  |  | 35.3688 | 684.8788 | 649.51 | 215.3091 | 0 | 0 | 382.6192 | 684.8788 | 649.51 | 8.7027 | 35.3688 | 171.2376 | 0 | 154.1138 | 684.8788
|  |  | 34.1685 | 502.6449 | 468.4764 | 158.0192 | 0 | 0 | 382.6192 | 502.6449 | 468.4764 | 0 | 34.1685 | 123.8507 | 0 | 265.5794 | 502.6449
|  |  | 35.1159 | 280.0393 | 244.9234 | 88.0375 | 0 | 0 | 382.6192 | 280.0393 | 244.9234 | 0 | 35.1159 | 52.9216 | 0 | 313.2089 | 280.0393
|  |  | 40.4938 | 98.206 | 57.7122 | 30.8736 | 0 | 0 | 382.6192 | 98.206 | 57.7122 | 0 | 30.8736 | 0 | 9.6203 | 302.5197 | 98.206
|  |  | 46.2897 | 276.2745 | 229.9848 | 86.8539 | 0 | 0 | 382.6192 | 276.2745 | 229.9848 | 0 | 46.2897 | 40.5642 | 0 | 339.0275 | 276.2745
|  |  | 46.7678 | 171.7404 | 124.9726 | 53.9909 | 0 | 0 | 382.6192 | 171.7404 | 124.9726 | 0 | 46.7678 | 7.2232 | 0 | 345.5283 | 171.7404
|  |  | 41.1187 | 16.9017 | -24.217 | 5.3135 | 0 | 24.217 | 355.7115 | 16.9017 | 0 | 0 | 5.3135 | 0 | 35.8052 | 305.7448 | 16.9017
|  |  | 30.6708 | 0 | -30.6708 | 0 | 0 | 30.6708 | 321.6329 | 0 | 0 | 0 | 0 | 0 | 30.6708 | 271.6662 | 0
|  |  | 23.3615 | 0 | -23.3615 | 0 | 0 | 23.3615 | 295.6756 | 0 | 0 | 0 | 0 | 0 | 23.3615 | 245.7089 | 0
|  |  | 23.6941 | 0 | -23.6941 | 0 | 0 | 23.6941 | 269.3488 | 0 | 0 | 0 | 0 | 0 | 23.6941 | 219.3821 | 0
|  |  | 24.2768 | 0 | -24.2768 | 0 | 0 | 24.2768 | 242.3745 | 0 | 0 | 0 | 0 | 0 | 24.2768 | 192.4078 | 0
|  |  | 24.5562 | 0 | -24.5562 | 0 | 0 | 24.5562 | 215.0899 | 0 | 0 | 0 | 0 | 0 | 24.5562 | 165.1232 | 0
|  |  | 24.0861 | 0 | -24.0861 | 0 | 0 | 24.0861 | 188.3276 | 0 | 0 | 0 | 0 | 0 | 24.0861 | 138.3609 | 0
|  |  | 22.6294 | 0 | -22.6294 | 0 | 0 | 22.6294 | 163.1838 | 0 | 0 | 0 | 0 | 0 | 22.6294 | 113.2171 | 0
|  |  | 20.8758 | 0 | -20.8758 | 0 | 0 | 20.8758 | 139.9885 | 0 | 0 | 0 | 0 | 0 | 20.8758 | 90.0218 | 0
|  |  | 18.9345 | 0 | -18.9345 | 0 | 0 | 18.9345 | 118.9502 | 0 | 0 | 0 | 0 | 0 | 18.9345 | 68.9835 | 0
|  |  | 15.4144 | 0 | -15.4144 | 0 | 0 | 15.4144 | 101.823 | 0 | 0 | 0 | 0 | 0 | 15.4144 | 51.8563 | 0
|  |  | 11.7376 | 0 | -11.7376 | 0 | 0 | 11.7376 | 88.7812 | 0 | 0 | 0 | 0 | 0 | 11.7376 | 38.8145 | 0
|  |  | 16.1057 | 0.40051 | -15.7052 | 0.12591 | 0 | 15.7052 | 71.331 | 0.40051 | 0 | 0 | 0.12591 | 0 | 15.9798 | 21.0591 | 0.40051
|  |  | 19.9504 | 40.532 | 20.5816 | 12.7423 | 20.5816 | 0 | 89.8544 | 19.9504 | 0 | 0 | 12.7423 | 0 | 7.2081 | 13.0501 | 19.9504
|  |  | 26.3005 | 46.2994 | 19.9989 | 14.5554 | 19.9989 | 0 | 107.8534 | 26.3005 | 0 | 0 | 14.5554 | 0 | 11.7451 | 0 | 26.3005
|  |  | 31.0713 | 196.6523 | 165.581 | 61.8227 | 165.581 | 0 | 256.8764 | 31.0713 | 0 | 30.7514 | 31.0713 | 0 | 0 | 0 | 31.0713
|  |  | 33.2435 | 284.6052 | 251.3616 | 89.4729 | 139.7143 | 0 | 382.6192 | 144.8909 | 111.6473 | 56.2293 | 33.2435 | 0 | 0 | 0 | 144.8909
|  |  | 33.9264 | 509.2935 | 475.367 | 160.1094 | 0 | 0 | 382.6192 | 509.2935 | 475.367 | 126.1829 | 33.9264 | 0 | 0 | 0 | 509.2935
|  |  | 35.3688 | 656.7627 | 621.3939 | 206.4701 | 0 | 0 | 382.6192 | 656.7627 | 621.3939 | 171.1013 | 35.3688 | 0 | 0 | 0 | 656.7627
|  |  | 34.1685 | 705.8657 | 671.6972 | 221.9068 | 0 | 0 | 382.6192 | 705.8657 | 671.6972 | 138.9745 | 34.1685 | 48.7638 | 0 | 43.8874 | 705.8657
|  |  | 35.1159 | 555.3526 | 520.2367 | 174.5892 | 0 | 0 | 382.6192 | 555.3526 | 520.2367 | 0 | 35.1159 | 139.4733 | 0 | 169.4133 | 555.3526
|  |  | 40.4938 | 439.2035 | 398.7097 | 138.0748 | 0 | 0 | 382.6192 | 439.2035 | 398.7097 | 0 | 40.4938 | 97.581 | 0 | 257.2362 | 439.2035
|  |  | 46.2897 | 353.7339 | 307.4442 | 111.2052 | 0 | 0 | 382.6192 | 353.7339 | 307.4442 | 0 | 46.2897 | 64.9156 | 0 | 315.6602 | 353.7339
|  |  | 46.7678 | 174.0633 | 127.2956 | 54.7212 | 0 | 0 | 382.6192 | 174.0633 | 127.2956 | 0 | 46.7678 | 7.9535 | 0 | 322.8183 | 174.0633
|  |  | 41.1187 | 20.9869 | -20.1318 | 6.5978 | 0 | 20.1318 | 360.2506 | 20.9869 | 0 | 0 | 6.5978 | 0 | 34.5209 | 284.4618 | 20.9869
|  |  | 30.6708 | 0 | -30.6708 | 0 | 0 | 30.6708 | 326.172 | 0 | 0 | 0 | 0 | 0 | 30.6708 | 250.3832 | 0
|  |  | 23.3615 | 0 | -23.3615 | 0 | 0 | 23.3615 | 300.2148 | 0 | 0 | 0 | 0 | 0 | 23.3615 | 224.4259 | 0
|  |  | 23.6941 | 0 | -23.6941 | 0 | 0 | 23.6941 | 273.8879 | 0 | 0 | 0 | 0 | 0 | 23.6941 | 198.0991 | 0
|  |  | 24.2768 | 0 | -24.2768 | 0 | 0 | 24.2768 | 246.9137 | 0 | 0 | 0 | 0 | 0 | 24.2768 | 171.1248 | 0
|  |  | 24.5562 | 0 | -24.5562 | 0 | 0 | 24.5562 | 219.6291 | 0 | 0 | 0 | 0 | 0 | 24.5562 | 143.8402 | 0
|  |  | 24.0861 | 0 | -24.0861 | 0 | 0 | 24.0861 | 192.8667 | 0 | 0 | 0 | 0 | 0 | 24.0861 | 117.0779 | 0
|  |  | 22.6294 | 0 | -22.6294 | 0 | 0 | 22.6294 | 167.723 | 0 | 0 | 0 | 0 | 0 | 22.6294 | 91.9341 | 0
|  |  | 20.8758 | 0 | -20.8758 | 0 | 0 | 20.8758 | 144.5277 | 0 | 0 | 0 | 0 | 0 | 20.8758 | 68.7388 | 0
|  |  | 18.9345 | 0 | -18.9345 | 0 | 0 | 18.9345 | 123.4893 | 0 | 0 | 0 | 0 | 0 | 18.9345 | 47.7005 | 0
|  |  | 15.4144 | 0 | -15.4144 | 0 | 0 | 15.4144 | 106.3622 | 0 | 0 | 0 | 0 | 0 | 15.4144 | 30.5733 | 0
|  |  | 11.7376 | 0 | -11.7376 | 0 | 0 | 11.7376 | 93.3204 | 0 | 0 | 0 | 0 | 0 | 11.7376 | 17.5315 | 0
|  |  | 16.1057 | 1.0413 | -15.0644 | 0.32737 | 0 | 15.0644 | 76.5821 | 1.0413 | 0 | 0 | 0.32737 | 0 | 15.7784 | 0 | 1.0413
|  |  | 19.9504 | 81.7849 | 61.8346 | 25.7112 | 61.8346 | 0 | 132.2332 | 19.9504 | 0 | 5.7608 | 19.9504 | 0 | 0 | 0 | 19.9504
|  |  | 26.3005 | 301.4268 | 275.1262 | 94.7612 | 275.1262 | 0 | 379.8469 | 26.3005 | 0 | 68.4606 | 26.3005 | 0 | 0 | 0 | 26.3005
|  |  | 31.0713 | 520.588 | 489.5167 | 163.6601 | 3.0804 | 0 | 382.6192 | 517.5075 | 486.4363 | 132.5888 | 31.0713 | 0 | 0 | 0 | 517.5075
|  |  | 33.2435 | 702.181 | 668.9374 | 220.7484 | 0 | 0 | 382.6192 | 702.181 | 668.9374 | 187.5049 | 33.2435 | 0 | 0 | 0 | 702.181
|  |  | 33.9264 | 646.3493 | 612.4229 | 203.1963 | 0 | 0 | 382.6192 | 646.3493 | 612.4229 | 169.2699 | 33.9264 | 0 | 0 | 0 | 646.3493
|  |  | 35.3688 | 159.1642 | 123.7954 | 50.0373 | 0 | 0 | 382.6192 | 159.1642 | 123.7954 | 14.6685 | 35.3688 | 0 | 0 | 0 | 159.1642
|  |  | 34.1685 | 874.8025 | 840.6339 | 275.0164 | 0 | 0 | 382.6192 | 874.8025 | 840.6339 | 240.8479 | 34.1685 | 0 | 0 | 0 | 874.8025
|  |  | 35.1159 | 789.3328 | 754.2169 | 248.1468 | 0 | 0 | 382.6192 | 789.3328 | 754.2169 | 123.2418 | 35.1159 | 89.7891 | 0 | 80.8102 | 789.3328
|  |  | 40.4938 | 655.2407 | 614.7469 | 205.9916 | 0 | 0 | 382.6192 | 655.2407 | 614.7469 | 0 | 40.4938 | 165.4978 | 0 | 229.7582 | 655.2407
|  |  | 46.2897 | 465.1568 | 418.8672 | 146.2339 | 0 | 0 | 382.6192 | 465.1568 | 418.8672 | 0 | 46.2897 | 99.9442 | 0 | 319.708 | 465.1568
|  |  | 46.7678 | 241.2696 | 194.5018 | 75.8492 | 0 | 0 | 382.6192 | 241.2696 | 194.5018 | 0 | 46.7678 | 29.0815 | 0 | 345.8813 | 241.2696
|  |  | 41.1187 | 34.4442 | -6.6745 | 10.8284 | 0 | 6.6745 | 375.2031 | 34.4442 | 0 | 0 | 10.8284 | 0 | 30.2903 | 312.2254 | 34.4442
|  |  | 30.6708 | 0 | -30.6708 | 0 | 0 | 30.6708 | 341.1245 | 0 | 0 | 0 | 0 | 0 | 30.6708 | 278.1468 | 0
|  |  | 23.3615 | 0 | -23.3615 | 0 | 0 | 23.3615 | 315.1673 | 0 | 0 | 0 | 0 | 0 | 23.3615 | 252.1896 | 0
|  |  | 23.6941 | 0 | -23.6941 | 0 | 0 | 23.6941 | 288.8405 | 0 | 0 | 0 | 0 | 0 | 23.6941 | 225.8627 | 0
|  |  | 24.2768 | 0 | -24.2768 | 0 | 0 | 24.2768 | 261.8662 | 0 | 0 | 0 | 0 | 0 | 24.2768 | 198.8885 | 0
|  |  | 24.5562 | 0 | -24.5562 | 0 | 0 | 24.5562 | 234.5816 | 0 | 0 | 0 | 0 | 0 | 24.5562 | 171.6039 | 0
|  |  | 30.2465 | 0 | -30.2465 | 0 | 0 | 30.2465 | 200.9744 | 0 | 0 | 0 | 0 | 0 | 30.2465 | 137.9967 | 0
|  |  | 28.1491 | 0 | -28.1491 | 0 | 0 | 28.1491 | 169.6976 | 0 | 0 | 0 | 0 | 0 | 28.1491 | 106.7199 | 0
|  |  | 25.2107 | 0 | -25.2107 | 0 | 0 | 25.2107 | 141.6857 | 0 | 0 | 0 | 0 | 0 | 25.2107 | 78.708 | 0
|  |  | 21.4417 | 0 | -21.4417 | 0 | 0 | 21.4417 | 117.8617 | 0 | 0 | 0 | 0 | 0 | 21.4417 | 54.8839 | 0
|  |  | 17.5188 | 0 | -17.5188 | 0 | 0 | 17.5188 | 98.3963 | 0 | 0 | 0 | 0 | 0 | 17.5188 | 35.4186 | 0
|  |  | 14.3414 | 0 | -14.3414 | 0 | 0 | 14.3414 | 82.4614 | 0 | 0 | 0 | 0 | 0 | 14.3414 | 19.4837 | 0
|  |  | 11.6673 | 0.32041 | -11.3469 | 0.10073 | 0 | 11.3469 | 69.8538 | 0.32041 | 0 | 0 | 0.10073 | 0 | 11.5665 | 6.632 | 0.32041
|  |  | 9.167 | 10.1731 | 1.0061 | 3.1982 | 1.0061 | 0 | 70.7593 | 9.167 | 0 | 0 | 3.1982 | 0 | 5.9688 | 0 | 9.167
|  |  | 7.1962 | 211.0708 | 203.8746 | 66.3555 | 203.8746 | 0 | 254.2464 | 7.1962 | 0 | 59.1593 | 7.1962 | 0 | 0 | 0 | 7.1962
|  |  | 6.03 | 242.0706 | 236.0406 | 76.101 | 142.6364 | 0 | 382.6192 | 99.4342 | 93.4042 | 70.071 | 6.03 | 0 | 0 | 0 | 99.4342
|  |  | 6.0645 | 198.0942 | 192.0297 | 62.2759 | 0 | 0 | 382.6192 | 198.0942 | 192.0297 | 56.2115 | 6.0645 | 0 | 0 | 0 | 198.0942
|  |  | 6.9622 | 153.0764 | 146.1142 | 48.1235 | 0 | 0 | 382.6192 | 153.0764 | 146.1142 | 41.1613 | 6.9622 | 0 | 0 | 0 | 153.0764
|  |  | 9.2104 | 413.7309 | 404.5204 | 130.0668 | 0 | 0 | 382.6192 | 413.7309 | 404.5204 | 99.6059 | 9.2104 | 21.2504 | 0 | 19.1254 | 413.7309
|  |  | 12.2202 | 71.6119 | 59.3917 | 22.513 | 0 | 0 | 382.6192 | 71.6119 | 59.3917 | 0 | 12.2202 | 10.2928 | 0 | 28.3889 | 71.6119
|  |  | 15.3949 | 659.9668 | 644.5719 | 207.4773 | 0 | 0 | 382.6192 | 659.9668 | 644.5719 | 0 | 15.3949 | 192.0824 | 0 | 201.2631 | 659.9668
|  |  | 18.6761 | 376.2428 | 357.5667 | 118.2815 | 0 | 0 | 382.6192 | 376.2428 | 357.5667 | 0 | 18.6761 | 99.6054 | 0 | 290.9079 | 376.2428
|  |  | 22.1391 | 145.4666 | 123.3275 | 45.7311 | 0 | 0 | 382.6192 | 145.4666 | 123.3275 | 0 | 22.1391 | 23.592 | 0 | 312.1408 | 145.4666
|  |  | 26.0591 | 277.7163 | 251.6572 | 87.3072 | 0 | 0 | 382.6192 | 277.7163 | 251.6572 | 0 | 26.0591 | 61.2481 | 0 | 367.264 | 277.7163
|  |  | 29.8278 | 42.855 | 13.0272 | 13.4726 | 0 | 0 | 382.6192 | 42.855 | 13.0272 | 0 | 13.4726 | 0 | 16.3553 | 349.0915 | 42.855
|  |  | 32.3465 | 0 | -32.3465 | 0 | 0 | 32.3465 | 346.6787 | 0 | 0 | 0 | 0 | 0 | 32.3465 | 313.151 | 0
|  |  | 33.6507 | 0 | -33.6507 | 0 | 0 | 33.6507 | 309.289 | 0 | 0 | 0 | 0 | 0 | 33.6507 | 275.7613 | 0
|  |  | 34.0882 | 0 | -34.0882 | 0 | 0 | 34.0882 | 271.4133 | 0 | 0 | 0 | 0 | 0 | 34.0882 | 237.8855 | 0
|  |  | 33.501 | 0 | -33.501 | 0 | 0 | 33.501 | 234.19 | 0 | 0 | 0 | 0 | 0 | 33.501 | 200.6622 | 0
|  |  | 32.1465 | 0 | -32.1465 | 0 | 0 | 32.1465 | 198.4716 | 0 | 0 | 0 | 0 | 0 | 32.1465 | 164.9439 | 0
|  |  | 30.2465 | 0 | -30.2465 | 0 | 0 | 30.2465 | 164.8645 | 0 | 0 | 0 | 0 | 0 | 30.2465 | 131.3367 | 0
|  |  | 28.1491 | 0 | -28.1491 | 0 | 0 | 28.1491 | 133.5877 | 0 | 0 | 0 | 0 | 0 | 28.1491 | 100.0599 | 0
|  |  | 25.2107 | 0 | -25.2107 | 0 | 0 | 25.2107 | 105.5758 | 0 | 0 | 0 | 0 | 0 | 25.2107 | 72.048 | 0
|  |  | 21.4417 | 0 | -21.4417 | 0 | 0 | 21.4417 | 81.7517 | 0 | 0 | 0 | 0 | 0 | 21.4417 | 48.224 | 0
|  |  | 17.5188 | 0 | -17.5188 | 0 | 0 | 17.5188 | 62.2863 | 0 | 0 | 0 | 0 | 0 | 17.5188 | 28.7586 | 0
|  |  | 14.3414 | 0 | -14.3414 | 0 | 0 | 14.3414 | 46.3515 | 0 | 0 | 0 | 0 | 0 | 14.3414 | 12.8237 | 0
|  |  | 11.6673 | 0.40051 | -11.2667 | 0.12591 | 0 | 11.2667 | 33.8329 | 0.40051 | 0 | 0 | 0.12591 | 0 | 11.5414 | 0 | 0.40051
|  |  | 9.167 | 61.4388 | 52.2719 | 19.3149 | 52.2719 | 0 | 80.8776 | 9.167 | 0 | 10.1479 | 9.167 | 0 | 0 | 0 | 9.167
|  |  | 7.1962 | 215.7168 | 208.5206 | 67.8161 | 208.5206 | 0 | 268.5461 | 7.1962 | 0 | 60.6198 | 7.1962 | 0 | 0 | 0 | 7.1962
|  |  | 6.03 | 249.6003 | 243.5703 | 78.4682 | 126.748 | 0 | 382.6192 | 122.8523 | 116.8223 | 72.4382 | 6.03 | 0 | 0 | 0 | 122.8523
|  |  | 6.0645 | 294.0573 | 287.9928 | 92.4444 | 0 | 0 | 382.6192 | 294.0573 | 287.9928 | 86.3799 | 6.0645 | 0 | 0 | 0 | 294.0573
|  |  | 6.9622 | 591.2386 | 584.2764 | 185.8709 | 0 | 0 | 382.6192 | 591.2386 | 584.2764 | 178.9087 | 6.9622 | 0 | 0 | 0 | 591.2386
|  |  | 9.2104 | 592.5203 | 583.3098 | 186.2738 | 0 | 0 | 382.6192 | 592.5203 | 583.3098 | 177.0634 | 9.2104 | 0 | 0 | 0 | 592.5203
|  |  | 12.2202 | 355.2558 | 343.0356 | 111.6837 | 0 | 0 | 382.6192 | 355.2558 | 343.0356 | 78.8647 | 12.2202 | 20.5987 | 0 | 18.5389 | 355.2558
|  |  | 15.3949 | 409.2451 | 393.8502 | 128.6566 | 0 | 0 | 382.6192 | 409.2451 | 393.8502 | 0 | 15.3949 | 113.2617 | 0 | 120.4744 | 409.2451
|  |  | 18.6761 | 434.7979 | 416.1218 | 136.6898 | 0 | 0 | 382.6192 | 434.7979 | 416.1218 | 0 | 18.6761 | 118.0137 | 0 | 226.6867 | 434.7979
|  |  | 22.1391 | 364.5478 | 342.4086 | 114.6049 | 0 | 0 | 382.6192 | 364.5478 | 342.4086 | 0 | 22.1391 | 92.4657 | 0 | 309.9058 | 364.5478
|  |  | 26.0591 | 233.4996 | 207.4405 | 73.4065 | 0 | 0 | 382.6192 | 233.4996 | 207.4405 | 0 | 26.0591 | 47.3474 | 0 | 352.5185 | 233.4996
|  |  | 29.8278 | 27.5554 | -2.2725 | 8.6627 | 0 | 2.2725 | 380.0943 | 27.5554 | 0 | 0 | 8.6627 | 0 | 21.1651 | 329.0017 | 27.5554
|  |  | 32.3465 | 0 | -32.3465 | 0 | 0 | 32.3465 | 344.1537 | 0 | 0 | 0 | 0 | 0 | 32.3465 | 293.0612 | 0
|  |  | 33.6507 | 0 | -33.6507 | 0 | 0 | 33.6507 | 306.7641 | 0 | 0 | 0 | 0 | 0 | 33.6507 | 255.6715 | 0
|  |  | 34.0882 | 0 | -34.0882 | 0 | 0 | 34.0882 | 268.8883 | 0 | 0 | 0 | 0 | 0 | 34.0882 | 217.7958 | 0
|  |  | 33.501 | 0 | -33.501 | 0 | 0 | 33.501 | 231.665 | 0 | 0 | 0 | 0 | 0 | 33.501 | 180.5725 | 0
|  |  | 32.1465 | 0 | -32.1465 | 0 | 0 | 32.1465 | 195.9467 | 0 | 0 | 0 | 0 | 0 | 32.1465 | 144.8541 | 0
|  |  | 24.0861 | 0 | -24.0861 | 0 | 0 | 24.0861 | 169.1844 | 0 | 0 | 0 | 0 | 0 | 24.0861 | 118.0918 | 0
|  |  | 22.6294 | 0 | -22.6294 | 0 | 0 | 22.6294 | 144.0406 | 0 | 0 | 0 | 0 | 0 | 22.6294 | 92.948 | 0
|  |  | 20.8758 | 0 | -20.8758 | 0 | 0 | 20.8758 | 120.8453 | 0 | 0 | 0 | 0 | 0 | 20.8758 | 69.7527 | 0
|  |  | 18.9345 | 0 | -18.9345 | 0 | 0 | 18.9345 | 99.8069 | 0 | 0 | 0 | 0 | 0 | 18.9345 | 48.7144 | 0
|  |  | 15.4144 | 0 | -15.4144 | 0 | 0 | 15.4144 | 82.6798 | 0 | 0 | 0 | 0 | 0 | 15.4144 | 31.5873 | 0
|  |  | 11.7376 | 0 | -11.7376 | 0 | 0 | 11.7376 | 69.638 | 0 | 0 | 0 | 0 | 0 | 11.7376 | 18.5454 | 0
|  |  | 16.1057 | 0.96123 | -15.1445 | 0.30219 | 0 | 15.1445 | 52.8107 | 0.96123 | 0 | 0 | 0.30219 | 0 | 15.8036 | 0.98593 | 0.96123
|  |  | 19.9504 | 60.6378 | 40.6874 | 19.063 | 40.6874 | 0 | 89.4294 | 19.9504 | 0 | 0 | 19.063 | 0 | 0.88734 | 0 | 19.9504
|  |  | 26.3005 | 199.9365 | 173.636 | 62.8551 | 173.636 | 0 | 245.7018 | 26.3005 | 0 | 36.5546 | 26.3005 | 0 | 0 | 0 | 26.3005
|  |  | 31.0713 | 348.2068 | 317.1355 | 109.4677 | 152.1304 | 0 | 382.6192 | 196.0763 | 165.0051 | 78.3964 | 31.0713 | 0 | 0 | 0 | 196.0763
|  |  | 33.2435 | 285.1659 | 251.9224 | 89.6492 | 0 | 0 | 382.6192 | 285.1659 | 251.9224 | 56.4056 | 33.2435 | 0 | 0 | 0 | 285.1659
|  |  | 33.9264 | 445.4516 | 411.5251 | 140.039 | 0 | 0 | 382.6192 | 445.4516 | 411.5251 | 106.1126 | 33.9264 | 0 | 0 | 0 | 445.4516
|  |  | 35.3688 | 428.5499 | 393.1811 | 134.7256 | 0 | 0 | 382.6192 | 428.5499 | 393.1811 | 99.3568 | 35.3688 | 0 | 0 | 0 | 428.5499
|  |  | 34.1685 | 847.3272 | 813.1587 | 266.3789 | 0 | 0 | 382.6192 | 847.3272 | 813.1587 | 12.2807 | 34.1685 | 219.9296 | 0 | 197.9366 | 847.3272
|  |  | 35.1159 | 507.6113 | 472.4954 | 159.5805 | 0 | 0 | 382.6192 | 507.6113 | 472.4954 | 0 | 35.1159 | 124.4646 | 0 | 309.9548 | 507.6113
|  |  | 40.4938 | 458.0277 | 417.5339 | 143.9927 | 0 | 0 | 382.6192 | 458.0277 | 417.5339 | 0 | 40.4938 | 103.4988 | 0 | 403.1037 | 458.0277
|  |  | 46.2897 | 35.4054 | -10.8842 | 11.1306 | 0 | 10.8842 | 370.5256 | 35.4054 | 0 | 0 | 11.1306 | 0 | 35.1591 | 364.0381 | 35.4054
|  |  | 46.7678 | 44.2167 | -2.551 | 13.9007 | 0 | 2.551 | 367.6912 | 44.2167 | 0 | 0 | 13.9007 | 0 | 32.8671 | 327.5191 | 44.2167
|  |  | 41.1187 | 8.2506 | -32.8681 | 2.5938 | 0 | 32.8681 | 331.171 | 8.2506 | 0 | 0 | 2.5938 | 0 | 38.5249 | 284.7136 | 8.2506
|  |  | 30.6708 | 0 | -30.6708 | 0 | 0 | 30.6708 | 297.0924 | 0 | 0 | 0 | 0 | 0 | 30.6708 | 250.635 | 0
|  |  | 23.3615 | 0 | -23.3615 | 0 | 0 | 23.3615 | 271.1352 | 0 | 0 | 0 | 0 | 0 | 23.3615 | 224.6777 | 0
|  |  | 23.6941 | 0 | -23.6941 | 0 | 0 | 23.6941 | 244.8084 | 0 | 0 | 0 | 0 | 0 | 23.6941 | 198.3509 | 0
|  |  | 24.2768 | 0 | -24.2768 | 0 | 0 | 24.2768 | 217.8341 | 0 | 0 | 0 | 0 | 0 | 24.2768 | 171.3766 | 0
|  |  | 24.5562 | 0 | -24.5562 | 0 | 0 | 24.5562 | 190.5495 | 0 | 0 | 0 | 0 | 0 | 24.5562 | 144.092 | 0
|  |  | 24.0861 | 0 | -24.0861 | 0 | 0 | 24.0861 | 163.7872 | 0 | 0 | 0 | 0 | 0 | 24.0861 | 117.3297 | 0
|  |  | 22.6294 | 0 | -22.6294 | 0 | 0 | 22.6294 | 138.6434 | 0 | 0 | 0 | 0 | 0 | 22.6294 | 92.186 | 0
|  |  | 20.8758 | 0 | -20.8758 | 0 | 0 | 20.8758 | 115.4481 | 0 | 0 | 0 | 0 | 0 | 20.8758 | 68.9907 | 0
|  |  | 18.9345 | 0 | -18.9345 | 0 | 0 | 18.9345 | 94.4097 | 0 | 0 | 0 | 0 | 0 | 18.9345 | 47.9523 | 0
|  |  | 15.4144 | 0 | -15.4144 | 0 | 0 | 15.4144 | 77.2826 | 0 | 0 | 0 | 0 | 0 | 15.4144 | 30.8252 | 0
|  |  | 11.7376 | 0 | -11.7376 | 0 | 0 | 11.7376 | 64.2408 | 0 | 0 | 0 | 0 | 0 | 11.7376 | 17.7834 | 0
|  |  | 16.1057 | 0.32041 | -15.7853 | 0.10073 | 0 | 15.7853 | 46.7015 | 0.32041 | 0 | 0 | 0.10073 | 0 | 16.005 | 0 | 0.32041
|  |  | 19.9504 | 64.0822 | 44.1318 | 20.1459 | 44.1318 | 0 | 86.4202 | 19.9504 | 0 | 0.1955 | 19.9504 | 0 | 0 | 0 | 19.9504
|  |  | 26.3005 | 225.5694 | 199.2689 | 70.9135 | 199.2689 | 0 | 265.7622 | 26.3005 | 0 | 44.613 | 26.3005 | 0 | 0 | 0 | 26.3005
|  |  | 31.0713 | 382.8913 | 351.82 | 120.3716 | 129.8411 | 0 | 382.6192 | 253.0501 | 221.9789 | 89.3003 | 31.0713 | 0 | 0 | 0 | 253.0501
|  |  | 33.2435 | 514.8206 | 481.577 | 161.8469 | 0 | 0 | 382.6192 | 514.8206 | 481.577 | 128.6034 | 33.2435 | 0 | 0 | 0 | 514.8206
|  |  | 33.9264 | 615.9904 | 582.064 | 193.6522 | 0 | 0 | 382.6192 | 615.9904 | 582.064 | 159.7258 | 33.9264 | 0 | 0 | 0 | 615.9904
|  |  | 35.3688 | 668.1373 | 632.7685 | 210.0459 | 0 | 0 | 382.6192 | 668.1373 | 632.7685 | 174.6772 | 35.3688 | 0 | 0 | 0 | 668.1373
|  |  | 34.1685 | 675.4266 | 641.2581 | 212.3375 | 0 | 0 | 382.6192 | 675.4266 | 641.2581 | 173.7536 | 34.1685 | 4.4154 | 0 | 3.9738 | 675.4266
|  |  | 35.1159 | 614.2281 | 579.1122 | 193.0982 | 0 | 0 | 382.6192 | 614.2281 | 579.1122 | 0 | 35.1159 | 157.9823 | 0 | 146.1579 | 614.2281
|  |  | 40.4938 | 502.4046 | 461.9108 | 157.9437 | 0 | 0 | 382.6192 | 502.4046 | 461.9108 | 0 | 40.4938 | 117.4498 | 0 | 251.8628 | 502.4046
|  |  | 46.2897 | 361.1834 | 314.8938 | 113.5472 | 0 | 0 | 382.6192 | 361.1834 | 314.8938 | 0 | 46.2897 | 67.2575 | 0 | 312.3945 | 361.1834
|  |  | 46.7678 | 197.6937 | 150.9259 | 62.15 | 0 | 0 | 382.6192 | 197.6937 | 150.9259 | 0 | 46.7678 | 15.3823 | 0 | 326.2386 | 197.6937
|  |  | 41.1187 | 22.0283 | -19.0904 | 6.9251 | 0 | 19.0904 | 361.4077 | 22.0283 | 0 | 0 | 6.9251 | 0 | 34.1935 | 288.2458 | 22.0283
|  |  | 30.6708 | 0 | -30.6708 | 0 | 0 | 30.6708 | 327.3291 | 0 | 0 | 0 | 0 | 0 | 30.6708 | 254.1671 | 0
|  |  | 23.3615 | 0 | -23.3615 | 0 | 0 | 23.3615 | 301.3718 | 0 | 0 | 0 | 0 | 0 | 23.3615 | 228.2099 | 0
|  |  | 23.6941 | 0 | -23.6941 | 0 | 0 | 23.6941 | 275.045 | 0 | 0 | 0 | 0 | 0 | 23.6941 | 201.8831 | 0
|  |  | 24.2768 | 0 | -24.2768 | 0 | 0 | 24.2768 | 248.0707 | 0 | 0 | 0 | 0 | 0 | 24.2768 | 174.9088 | 0
|  |  | 24.5562 | 0 | -24.5562 | 0 | 0 | 24.5562 | 220.7861 | 0 | 0 | 0 | 0 | 0 | 24.5562 | 147.6242 | 0
|  |  | 24.0861 | 0 | -24.0861 | 0 | 0 | 24.0861 | 194.0238 | 0 | 0 | 0 | 0 | 0 | 24.0861 | 120.8619 | 0
|  |  | 22.6294 | 0 | -22.6294 | 0 | 0 | 22.6294 | 168.88 | 0 | 0 | 0 | 0 | 0 | 22.6294 | 95.7181 | 0
|  |  | 20.8758 | 0 | -20.8758 | 0 | 0 | 20.8758 | 145.6847 | 0 | 0 | 0 | 0 | 0 | 20.8758 | 72.5228 | 0
|  |  | 18.9345 | 0 | -18.9345 | 0 | 0 | 18.9345 | 124.6464 | 0 | 0 | 0 | 0 | 0 | 18.9345 | 51.4845 | 0
|  |  | 15.4144 | 0 | -15.4144 | 0 | 0 | 15.4144 | 107.5192 | 0 | 0 | 0 | 0 | 0 | 15.4144 | 34.3573 | 0
|  |  | 11.7376 | 0 | -11.7376 | 0 | 0 | 11.7376 | 94.4774 | 0 | 0 | 0 | 0 | 0 | 11.7376 | 21.3155 | 0
|  |  | 16.1057 | 0.24031 | -15.8654 | 0.075547 | 0 | 15.8654 | 76.8491 | 0.24031 | 0 | 0 | 0.075547 | 0 | 16.0302 | 3.5042 | 0.24031
|  |  | 19.9504 | 53.4286 | 33.4782 | 16.7966 | 33.4782 | 0 | 106.9795 | 19.9504 | 0 | 0 | 16.7966 | 0 | 3.1538 | 0 | 19.9504
|  |  | 26.3005 | 263.8586 | 237.558 | 82.9506 | 237.558 | 0 | 320.7817 | 26.3005 | 0 | 56.6501 | 26.3005 | 0 | 0 | 0 | 26.3005
|  |  | 31.0713 | 292.295 | 261.2238 | 91.8904 | 68.7083 | 0 | 382.6192 | 223.5867 | 192.5154 | 60.8191 | 31.0713 | 0 | 0 | 0 | 223.5867
|  |  | 33.2435 | 364.5478 | 331.3042 | 114.6049 | 0 | 0 | 382.6192 | 364.5478 | 331.3042 | 81.3613 | 33.2435 | 0 | 0 | 0 | 364.5478
|  |  | 33.9264 | 525.3941 | 491.4677 | 165.171 | 0 | 0 | 382.6192 | 525.3941 | 491.4677 | 131.2446 | 33.9264 | 0 | 0 | 0 | 525.3941
|  |  | 35.3688 | 380.6484 | 345.2796 | 119.6665 | 0 | 0 | 382.6192 | 380.6484 | 345.2796 | 71.5869 | 35.3688 | 12.7109 | 0 | 11.4398 | 380.6484
|  |  | 34.1685 | 338.0337 | 303.8652 | 106.2695 | 0 | 0 | 382.6192 | 338.0337 | 303.8652 | 0 | 34.1685 | 72.101 | 0 | 76.3306 | 338.0337
|  |  | 35.1159 | 292.4553 | 257.3394 | 91.9407 | 0 | 0 | 382.6192 | 292.4553 | 257.3394 | 0 | 35.1159 | 56.8248 | 0 | 127.473 | 292.4553
|  |  | 40.4938 | 449.1363 | 408.6425 | 141.1974 | 0 | 0 | 382.6192 | 449.1363 | 408.6425 | 0 | 40.4938 | 100.7036 | 0 | 218.1062 | 449.1363
|  |  | 46.2897 | 466.4385 | 420.1488 | 146.6368 | 0 | 0 | 382.6192 | 466.4385 | 420.1488 | 0 | 46.2897 | 100.3471 | 0 | 308.4186 | 466.4385
|  |  | 46.7678 | 206.1846 | 159.4168 | 64.8194 | 0 | 0 | 382.6192 | 206.1846 | 159.4168 | 0 | 46.7678 | 18.0516 | 0 | 324.6651 | 206.1846
|  |  | 41.1187 | 16.4211 | -24.6976 | 5.1624 | 0 | 24.6976 | 355.1775 | 16.4211 | 0 | 0 | 5.1624 | 0 | 35.9563 | 284.7136 | 16.4211
|  |  | 30.6708 | 0 | -30.6708 | 0 | 0 | 30.6708 | 321.0988 | 0 | 0 | 0 | 0 | 0 | 30.6708 | 250.635 | 0
|  |  | 23.3615 | 0 | -23.3615 | 0 | 0 | 23.3615 | 295.1416 | 0 | 0 | 0 | 0 | 0 | 23.3615 | 224.6777 | 0
|  |  | 23.6941 | 0 | -23.6941 | 0 | 0 | 23.6941 | 268.8148 | 0 | 0 | 0 | 0 | 0 | 23.6941 | 198.3509 | 0
|  |  | 24.2768 | 0 | -24.2768 | 0 | 0 | 24.2768 | 241.8405 | 0 | 0 | 0 | 0 | 0 | 24.2768 | 171.3766 | 0
|  |  | 24.5562 | 0 | -24.5562 | 0 | 0 | 24.5562 | 214.5559 | 0 | 0 | 0 | 0 | 0 | 24.5562 | 144.092 | 0
|  |  | 24.0861 | 0 | -24.0861 | 0 | 0 | 24.0861 | 187.7936 | 0 | 0 | 0 | 0 | 0 | 24.0861 | 117.3297 | 0
|  |  | 22.6294 | 0 | -22.6294 | 0 | 0 | 22.6294 | 162.6498 | 0 | 0 | 0 | 0 | 0 | 22.6294 | 92.186 | 0
|  |  | 20.8758 | 0 | -20.8758 | 0 | 0 | 20.8758 | 139.4545 | 0 | 0 | 0 | 0 | 0 | 20.8758 | 68.9907 | 0
|  |  | 18.9345 | 0 | -18.9345 | 0 | 0 | 18.9345 | 118.4162 | 0 | 0 | 0 | 0 | 0 | 18.9345 | 47.9523 | 0
|  |  | 15.4144 | 0 | -15.4144 | 0 | 0 | 15.4144 | 101.289 | 0 | 0 | 0 | 0 | 0 | 15.4144 | 30.8252 | 0
|  |  | 11.7376 | 0 | -11.7376 | 0 | 0 | 11.7376 | 88.2472 | 0 | 0 | 0 | 0 | 0 | 11.7376 | 17.7834 | 0
|  |  | 16.1057 | 0.32041 | -15.7853 | 0.10073 | 0 | 15.7853 | 70.7079 | 0.32041 | 0 | 0 | 0.10073 | 0 | 16.005 | 0 | 0.32041
|  |  | 19.9504 | 81.3043 | 61.3539 | 25.5601 | 61.3539 | 0 | 125.9265 | 19.9504 | 0 | 5.6097 | 19.9504 | 0 | 0 | 0 | 19.9504
|  |  | 26.3005 | 286.2873 | 259.9868 | 90.0017 | 259.9868 | 0 | 359.9146 | 26.3005 | 0 | 63.7012 | 26.3005 | 0 | 0 | 0 | 26.3005
|  |  | 31.0713 | 507.5312 | 476.4599 | 159.5553 | 25.2274 | 0 | 382.6192 | 482.3039 | 451.2326 | 128.4841 | 31.0713 | 0 | 0 | 0 | 482.3039
|  |  | 33.2435 | 702.3412 | 669.0976 | 220.7988 | 0 | 0 | 382.6192 | 702.3412 | 669.0976 | 187.5553 | 33.2435 | 0 | 0 | 0 | 702.3412
|  |  | 33.9264 | 391.3021 | 357.3757 | 123.0158 | 0 | 0 | 382.6192 | 391.3021 | 357.3757 | 68.419 | 33.9264 | 20.6703 | 0 | 18.6033 | 391.3021
|  |  | 35.3688 | 399.3925 | 364.0237 | 125.5592 | 0 | 0 | 382.6192 | 399.3925 | 364.0237 | 0 | 35.3688 | 90.1904 | 0 | 99.7746 | 399.3925
|  |  | 34.1685 | 427.5085 | 393.34 | 134.3982 | 0 | 0 | 382.6192 | 427.5085 | 393.34 | 0 | 34.1685 | 100.2296 | 0 | 189.9813 | 427.5085
|  |  | 35.1159 | 385.0541 | 349.9382 | 121.0515 | 0 | 0 | 382.6192 | 385.0541 | 349.9382 | 0 | 35.1159 | 85.9356 | 0 | 267.3234 | 385.0541
|  |  | 40.4938 | 310.7187 | 270.2249 | 97.6823 | 0 | 0 | 382.6192 | 310.7187 | 270.2249 | 0 | 40.4938 | 57.1885 | 0 | 318.793 | 310.7187
|  |  | 46.2897 | 224.2077 | 177.918 | 70.4854 | 0 | 0 | 382.6192 | 224.2077 | 177.918 | 0 | 46.2897 | 24.1957 | 0 | 340.5691 | 224.2077
|  |  | 46.7678 | 107.2576 | 60.4899 | 33.7192 | 0 | 0 | 382.6192 | 107.2576 | 60.4899 | 0 | 33.7192 | 0 | 13.0486 | 326.0707 | 107.2576
|  |  | 41.1187 | 13.217 | -27.9017 | 4.1551 | 0 | 27.9017 | 351.6173 | 13.217 | 0 | 0 | 4.1551 | 0 | 36.9636 | 285 | 13.217
|  |  | 30.6708 | 0 | -30.6708 | 0 | 0 | 30.6708 | 317.5387 | 0 | 0 | 0 | 0 | 0 | 30.6708 | 250.9214 | 0
|  |  | 23.3615 | 0 | -23.3615 | 0 | 0 | 23.3615 | 291.5815 | 0 | 0 | 0 | 0 | 0 | 23.3615 | 224.9642 | 0
|  |  | 23.6941 | 0 | -23.6941 | 0 | 0 | 23.6941 | 265.2546 | 0 | 0 | 0 | 0 | 0 | 23.6941 | 198.6374 | 0
|  |  | 24.2768 | 0 | -24.2768 | 0 | 0 | 24.2768 | 238.2804 | 0 | 0 | 0 | 0 | 0 | 24.2768 | 171.6631 | 0
|  |  | 24.5562 | 0 | -24.5562 | 0 | 0 | 24.5562 | 210.9958 | 0 | 0 | 0 | 0 | 0 | 24.5562 | 144.3785 | 0
|  |  | 24.0861 | 0 | -24.0861 | 0 | 0 | 24.0861 | 184.2334 | 0 | 0 | 0 | 0 | 0 | 24.0861 | 117.6161 | 0
|  |  | 22.6294 | 0 | -22.6294 | 0 | 0 | 22.6294 | 159.0897 | 0 | 0 | 0 | 0 | 0 | 22.6294 | 92.4724 | 0
|  |  | 20.8758 | 0 | -20.8758 | 0 | 0 | 20.8758 | 135.8944 | 0 | 0 | 0 | 0 | 0 | 20.8758 | 69.2771 | 0
|  |  | 18.9345 | 0 | -18.9345 | 0 | 0 | 18.9345 | 114.856 | 0 | 0 | 0 | 0 | 0 | 18.9345 | 48.2387 | 0
|  |  | 15.4144 | 0 | -15.4144 | 0 | 0 | 15.4144 | 97.7289 | 0 | 0 | 0 | 0 | 0 | 15.4144 | 31.1116 | 0
|  |  | 11.7376 | 0 | -11.7376 | 0 | 0 | 11.7376 | 84.6871 | 0 | 0 | 0 | 0 | 0 | 11.7376 | 18.0698 | 0
|  |  | 16.1057 | 0.24031 | -15.8654 | 0.075547 | 0 | 15.8654 | 67.0588 | 0.24031 | 0 | 0 | 0.075547 | 0 | 16.0302 | 0.25844 | 0.24031
|  |  | 19.9504 | 62.7205 | 42.7701 | 19.7178 | 42.7701 | 0 | 105.5519 | 19.9504 | 0 | 0 | 19.7178 | 0 | 0.2326 | 0 | 19.9504
|  |  | 26.3005 | 231.5771 | 205.2766 | 72.8022 | 205.2766 | 0 | 290.3009 | 26.3005 | 0 | 46.5016 | 26.3005 | 0 | 0 | 0 | 26.3005
|  |  | 31.0713 | 390.1806 | 359.1094 | 122.6632 | 102.576 | 0 | 382.6192 | 287.6047 | 256.5334 | 91.5919 | 31.0713 | 0 | 0 | 0 | 287.6047
|  |  | 33.2435 | 507.2909 | 474.0474 | 159.4798 | 0 | 0 | 382.6192 | 507.2909 | 474.0474 | 126.2363 | 33.2435 | 0 | 0 | 0 | 507.2909
|  |  | 33.9264 | 584.9105 | 550.9841 | 183.8815 | 0 | 0 | 382.6192 | 584.9105 | 550.9841 | 149.9551 | 33.9264 | 0 | 0 | 0 | 584.9105
|  |  | 35.3688 | 658.2045 | 622.8358 | 206.9233 | 0 | 0 | 382.6192 | 658.2045 | 622.8358 | 171.5546 | 35.3688 | 0 | 0 | 0 | 658.2045
|  |  | 34.1685 | 643.3855 | 609.217 | 202.2646 | 0 | 0 | 382.6192 | 643.3855 | 609.217 | 125.9363 | 34.1685 | 42.1598 | 0 | 37.9438 | 643.3855
|  |  | 35.1159 | 582.4273 | 547.3114 | 183.1008 | 0 | 0 | 382.6192 | 582.4273 | 547.3114 | 0 | 35.1159 | 147.9849 | 0 | 171.1302 | 582.4273
|  |  | 40.4938 | 466.6788 | 426.185 | 146.7123 | 0 | 0 | 382.6192 | 466.6788 | 426.185 | 0 | 40.4938 | 106.2185 | 0 | 266.7269 | 466.6788
|  |  | 46.2897 | 368.633 | 322.3433 | 115.8892 | 0 | 0 | 382.6192 | 368.633 | 322.3433 | 0 | 46.2897 | 69.5995 | 0 | 329.3664 | 368.633
|  |  | 46.7678 | 197.934 | 151.1662 | 62.2256 | 0 | 0 | 382.6192 | 197.934 | 151.1662 | 0 | 46.7678 | 15.4578 | 0 | 343.2785 | 197.934
|  |  | 41.1187 | 22.9094 | -18.2093 | 7.2022 | 0 | 18.2093 | 362.3867 | 22.9094 | 0 | 0 | 7.2022 | 0 | 33.9165 | 305.5934 | 22.9094
|  |  | 30.6708 | 0 | -30.6708 | 0 | 0 | 30.6708 | 328.3081 | 0 | 0 | 0 | 0 | 0 | 30.6708 | 271.5148 | 0
|  |  | 23.3615 | 0 | -23.3615 | 0 | 0 | 23.3615 | 302.3508 | 0 | 0 | 0 | 0 | 0 | 23.3615 | 245.5576 | 0
|  |  | 23.6941 | 0 | -23.6941 | 0 | 0 | 23.6941 | 276.024 | 0 | 0 | 0 | 0 | 0 | 23.6941 | 219.2307 | 0
|  |  | 24.2768 | 0 | -24.2768 | 0 | 0 | 24.2768 | 249.0497 | 0 | 0 | 0 | 0 | 0 | 24.2768 | 192.2565 | 0
|  |  | 24.5562 | 0 | -24.5562 | 0 | 0 | 24.5562 | 221.7651 | 0 | 0 | 0 | 0 | 0 | 24.5562 | 164.9719 | 0
|  |  | 30.2465 | 0 | -30.2465 | 0 | 0 | 30.2465 | 188.158 | 0 | 0 | 0 | 0 | 0 | 30.2465 | 131.3647 | 0
|  |  | 28.1491 | 0 | -28.1491 | 0 | 0 | 28.1491 | 156.8812 | 0 | 0 | 0 | 0 | 0 | 28.1491 | 100.0879 | 0
|  |  | 25.2107 | 0 | -25.2107 | 0 | 0 | 25.2107 | 128.8693 | 0 | 0 | 0 | 0 | 0 | 25.2107 | 72.076 | 0
|  |  | 21.4417 | 0 | -21.4417 | 0 | 0 | 21.4417 | 105.0452 | 0 | 0 | 0 | 0 | 0 | 21.4417 | 48.2519 | 0
|  |  | 17.5188 | 0 | -17.5188 | 0 | 0 | 17.5188 | 85.5798 | 0 | 0 | 0 | 0 | 0 | 17.5188 | 28.7866 | 0
|  |  | 14.3414 | 0 | -14.3414 | 0 | 0 | 14.3414 | 69.645 | 0 | 0 | 0 | 0 | 0 | 14.3414 | 12.8517 | 0
|  |  | 11.6673 | 0.32041 | -11.3469 | 0.10073 | 0 | 11.3469 | 57.0374 | 0.32041 | 0 | 0 | 0.10073 | 0 | 11.5665 | 0 | 0.32041
|  |  | 9.167 | 73.6145 | 64.4475 | 23.1426 | 64.4475 | 0 | 115.0401 | 9.167 | 0 | 13.9756 | 9.167 | 0 | 0 | 0 | 9.167
|  |  | 7.1962 | 256.0085 | 248.8123 | 80.4828 | 248.8123 | 0 | 338.9712 | 7.1962 | 0 | 73.2866 | 7.1962 | 0 | 0 | 0 | 7.1962
|  |  | 6.03 | 441.7668 | 435.7368 | 138.8806 | 48.4979 | 0 | 382.6192 | 393.269 | 387.239 | 132.8506 | 6.03 | 0 | 0 | 0 | 393.269
|  |  | 6.0645 | 594.3626 | 588.2982 | 186.853 | 0 | 0 | 382.6192 | 594.3626 | 588.2982 | 180.7885 | 6.0645 | 0 | 0 | 0 | 594.3626
|  |  | 6.9622 | 696.4136 | 689.4514 | 218.9353 | 0 | 0 | 382.6192 | 696.4136 | 689.4514 | 211.9731 | 6.9622 | 0 | 0 | 0 | 696.4136
|  |  | 9.2104 | 745.7569 | 736.5465 | 234.4476 | 0 | 0 | 382.6192 | 745.7569 | 736.5465 | 225.2372 | 9.2104 | 0 | 0 | 0 | 745.7569
|  |  | 12.2202 | 738.7078 | 726.4876 | 232.2316 | 0 | 0 | 382.6192 | 738.7078 | 726.4876 | 220.0114 | 12.2202 | 0 | 0 | 0 | 738.7078
|  |  | 15.3949 | 675.1863 | 659.7914 | 212.262 | 0 | 0 | 382.6192 | 675.1863 | 659.7914 | 78.0143 | 15.3949 | 118.8528 | 0 | 106.9675 | 675.1863
|  |  | 18.6761 | 557.8358 | 539.1597 | 175.3699 | 0 | 0 | 382.6192 | 557.8358 | 539.1597 | 0 | 18.6761 | 156.6938 | 0 | 247.9919 | 557.8358
|  |  | 22.1391 | 393.8654 | 371.7262 | 123.8216 | 0 | 0 | 382.6192 | 393.8654 | 371.7262 | 0 | 22.1391 | 101.6825 | 0 | 339.5061 | 393.8654
|  |  | 26.0591 | 210.2698 | 184.2107 | 66.1037 | 0 | 0 | 382.6192 | 210.2698 | 184.2107 | 0 | 26.0591 | 40.0445 | 0 | 375.5462 | 210.2698
|  |  | 29.8278 | 19.2247 | -10.6032 | 6.0438 | 0 | 10.6032 | 370.838 | 19.2247 | 0 | 0 | 6.0438 | 0 | 23.7841 | 349.1195 | 19.2247
|  |  | 32.3465 | 0 | -32.3465 | 0 | 0 | 32.3465 | 334.8974 | 0 | 0 | 0 | 0 | 0 | 32.3465 | 313.1789 | 0
|  |  | 33.6507 | 0 | -33.6507 | 0 | 0 | 33.6507 | 297.5077 | 0 | 0 | 0 | 0 | 0 | 33.6507 | 275.7893 | 0
|  |  | 34.0882 | 0 | -34.0882 | 0 | 0 | 34.0882 | 259.632 | 0 | 0 | 0 | 0 | 0 | 34.0882 | 237.9135 | 0
|  |  | 33.501 | 0 | -33.501 | 0 | 0 | 33.501 | 222.4087 | 0 | 0 | 0 | 0 | 0 | 33.501 | 200.6902 | 0
|  |  | 32.1465 | 0 | -32.1465 | 0 | 0 | 32.1465 | 186.6903 | 0 | 0 | 0 | 0 | 0 | 32.1465 | 164.9719 | 0
|  |  | 30.2465 | 0 | -30.2465 | 0 | 0 | 30.2465 | 153.0832 | 0 | 0 | 0 | 0 | 0 | 30.2465 | 131.3647 | 0
|  |  | 28.1491 | 0 | -28.1491 | 0 | 0 | 28.1491 | 121.8064 | 0 | 0 | 0 | 0 | 0 | 28.1491 | 100.0879 | 0
|  |  | 25.2107 | 0 | -25.2107 | 0 | 0 | 25.2107 | 93.7945 | 0 | 0 | 0 | 0 | 0 | 25.2107 | 72.076 | 0
|  |  | 21.4417 | 0 | -21.4417 | 0 | 0 | 21.4417 | 69.9704 | 0 | 0 | 0 | 0 | 0 | 21.4417 | 48.2519 | 0
|  |  | 17.5188 | 0 | -17.5188 | 0 | 0 | 17.5188 | 50.505 | 0 | 0 | 0 | 0 | 0 | 17.5188 | 28.7866 | 0
|  |  | 14.3414 | 0 | -14.3414 | 0 | 0 | 14.3414 | 34.5702 | 0 | 0 | 0 | 0 | 0 | 14.3414 | 12.8517 | 0
|  |  | 11.6673 | 0.32041 | -11.3469 | 0.10073 | 0 | 11.3469 | 21.9626 | 0.32041 | 0 | 0 | 0.10073 | 0 | 11.5665 | 0 | 0.32041
|  |  | 9.167 | 71.2915 | 62.1245 | 22.4123 | 62.1245 | 0 | 77.8746 | 9.167 | 0 | 13.2453 | 9.167 | 0 | 0 | 0 | 9.167
|  |  | 7.1962 | 247.3574 | 240.1612 | 77.7631 | 240.1612 | 0 | 294.0197 | 7.1962 | 0 | 70.5669 | 7.1962 | 0 | 0 | 0 | 7.1962
|  |  | 6.03 | 426.9478 | 420.9178 | 134.2219 | 98.4439 | 0 | 382.6192 | 328.5039 | 322.4739 | 128.1919 | 6.03 | 0 | 0 | 0 | 328.5039
|  |  | 6.0645 | 574.0966 | 568.0322 | 180.4819 | 0 | 0 | 382.6192 | 574.0966 | 568.0322 | 174.4174 | 6.0645 | 0 | 0 | 0 | 574.0966
|  |  | 6.9622 | 672.5429 | 665.5807 | 211.431 | 0 | 0 | 382.6192 | 672.5429 | 665.5807 | 204.4688 | 6.9622 | 0 | 0 | 0 | 672.5429
|  |  | 9.2104 | 720.7648 | 711.5544 | 226.5907 | 0 | 0 | 382.6192 | 720.7648 | 711.5544 | 180.2266 | 9.2104 | 37.1537 | 0 | 33.4384 | 720.7648
|  |  | 12.2202 | 707.2274 | 695.0072 | 222.3349 | 0 | 0 | 382.6192 | 707.2274 | 695.0072 | 0 | 12.2202 | 210.1147 | 0 | 222.5416 | 707.2274
|  |  | 15.3949 | 645.1478 | 629.7529 | 202.8186 | 0 | 0 | 382.6192 | 645.1478 | 629.7529 | 0 | 15.3949 | 187.4237 | 0 | 391.2229 | 645.1478
|  |  | 18.6761 | 528.1176 | 509.4415 | 166.0272 | 0 | 0 | 382.6192 | 528.1176 | 509.4415 | 0 | 18.6761 | 147.3511 | 0 | 523.8389 | 528.1176
|  |  | 22.1391 | 373.1188 | 350.9796 | 117.2994 | 0 | 0 | 382.6192 | 373.1188 | 350.9796 | 0 | 22.1391 | 95.1602 | 0 | 609.4831 | 373.1188
|  |  | 26.0591 | 196.7324 | 170.6733 | 61.8478 | 0 | 0 | 382.6192 | 196.7324 | 170.6733 | 0 | 26.0591 | 35.7887 | 0 | 641.693 | 196.7324
|  |  | 29.8278 | 18.5838 | -11.244 | 5.8423 | 0 | 11.244 | 370.1259 | 18.5838 | 0 | 0 | 5.8423 | 0 | 23.9855 | 615.0424 | 18.5838
|  |  | 32.3465 | 0 | -32.3465 | 0 | 0 | 32.3465 | 334.1854 | 0 | 0 | 0 | 0 | 0 | 32.3465 | 579.1019 | 0
|  |  | 33.6507 | 0 | -33.6507 | 0 | 0 | 33.6507 | 296.7957 | 0 | 0 | 0 | 0 | 0 | 33.6507 | 541.7122 | 0
|  |  | 34.0882 | 0 | -34.0882 | 0 | 0 | 34.0882 | 258.9199 | 0 | 0 | 0 | 0 | 0 | 34.0882 | 503.8364 | 0
|  |  | 33.501 | 0 | -33.501 | 0 | 0 | 33.501 | 221.6967 | 0 | 0 | 0 | 0 | 0 | 33.501 | 466.6131 | 0
|  |  | 32.1465 | 0 | -32.1465 | 0 | 0 | 32.1465 | 185.9783 | 0 | 0 | 0 | 0 | 0 | 32.1465 | 430.8948 | 0
|  |  | 24.0861 | 0 | -24.0861 | 0 | 0 | 24.0861 | 159.216 | 0 | 0 | 0 | 0 | 0 | 24.0861 | 404.1325 | 0
|  |  | 22.6294 | 0 | -22.6294 | 0 | 0 | 22.6294 | 134.0722 | 0 | 0 | 0 | 0 | 0 | 22.6294 | 378.9887 | 0
|  |  | 20.8758 | 0 | -20.8758 | 0 | 0 | 20.8758 | 110.8769 | 0 | 0 | 0 | 0 | 0 | 20.8758 | 355.7934 | 0
|  |  | 18.9345 | 0 | -18.9345 | 0 | 0 | 18.9345 | 89.8386 | 0 | 0 | 0 | 0 | 0 | 18.9345 | 334.755 | 0
|  |  | 15.4144 | 0 | -15.4144 | 0 | 0 | 15.4144 | 72.7115 | 0 | 0 | 0 | 0 | 0 | 15.4144 | 317.6279 | 0
|  |  | 11.7376 | 0 | -11.7376 | 0 | 0 | 11.7376 | 59.6696 | 0 | 0 | 0 | 0 | 0 | 11.7376 | 304.5861 | 0
|  |  | 16.1057 | 0.24031 | -15.8654 | 0.075547 | 0 | 15.8654 | 42.0414 | 0.24031 | 0 | 0 | 0.075547 | 0 | 16.0302 | 286.7748 | 0.24031
|  |  | 19.9504 | 21.2272 | 1.2769 | 6.6733 | 1.2769 | 0 | 43.1905 | 19.9504 | 0 | 0 | 6.6733 | 0 | 13.2771 | 272.0225 | 19.9504
|  |  | 26.3005 | 67.2863 | 40.9858 | 21.1532 | 40.9858 | 0 | 80.0778 | 26.3005 | 0 | 0 | 21.1532 | 0 | 5.1474 | 266.3032 | 26.3005
|  |  | 31.0713 | 97.9657 | 66.8944 | 30.798 | 66.8944 | 0 | 140.2828 | 31.0713 | 0 | 0 | 30.798 | 0 | 0.27328 | 265.9996 | 31.0713
|  |  | 33.2435 | 180.8721 | 147.6285 | 56.8617 | 147.6285 | 0 | 273.1484 | 33.2435 | 0 | 0 | 33.2435 | 23.6182 | 0 | 287.2559 | 33.2435
|  |  | 33.9264 | 183.2752 | 149.3487 | 57.6172 | 121.6342 | 0 | 382.6192 | 61.6409 | 27.7145 | 0 | 33.9264 | 23.6908 | 0 | 308.5776 | 61.6409
|  |  | 35.3688 | 195.4508 | 160.082 | 61.4449 | 0 | 0 | 382.6192 | 195.4508 | 160.082 | 0 | 35.3688 | 26.0761 | 0 | 332.0462 | 195.4508
|  |  | 34.1685 | 181.1925 | 147.0239 | 56.9625 | 0 | 0 | 382.6192 | 181.1925 | 147.0239 | 0 | 34.1685 | 22.7939 | 0 | 352.5607 | 181.1925
|  |  | 35.1159 | 161.4872 | 126.3713 | 50.7676 | 0 | 0 | 382.6192 | 161.4872 | 126.3713 | 0 | 35.1159 | 15.6517 | 0 | 366.6472 | 161.4872
|  |  | 40.4938 | 144.4253 | 103.9315 | 45.4038 | 0 | 0 | 382.6192 | 144.4253 | 103.9315 | 0 | 40.4938 | 4.9099 | 0 | 371.0662 | 144.4253
|  |  | 46.2897 | 122.9578 | 76.6681 | 38.6549 | 0 | 0 | 382.6192 | 122.9578 | 76.6681 | 0 | 38.6549 | 0 | 7.6348 | 362.5831 | 122.9578
|  |  | 46.7678 | 51.9066 | 5.1388 | 16.3182 | 0 | 0 | 382.6192 | 51.9066 | 5.1388 | 0 | 16.3182 | 0 | 30.4496 | 328.7502 | 51.9066
|  |  | 41.1187 | 4.5659 | -36.5528 | 1.4354 | 0 | 36.5528 | 342.005 | 4.5659 | 0 | 0 | 1.4354 | 0 | 39.6833 | 284.6576 | 4.5659
|  |  | 30.6708 | 0 | -30.6708 | 0 | 0 | 30.6708 | 307.9264 | 0 | 0 | 0 | 0 | 0 | 30.6708 | 250.579 | 0
|  |  | 23.3615 | 0 | -23.3615 | 0 | 0 | 23.3615 | 281.9691 | 0 | 0 | 0 | 0 | 0 | 23.3615 | 224.6218 | 0
|  |  | 23.6941 | 0 | -23.6941 | 0 | 0 | 23.6941 | 255.6423 | 0 | 0 | 0 | 0 | 0 | 23.6941 | 198.295 | 0
|  |  | 24.2768 | 0 | -24.2768 | 0 | 0 | 24.2768 | 228.668 | 0 | 0 | 0 | 0 | 0 | 24.2768 | 171.3207 | 0
|  |  | 24.5562 | 0 | -24.5562 | 0 | 0 | 24.5562 | 201.3834 | 0 | 0 | 0 | 0 | 0 | 24.5562 | 144.0361 | 0
|  |  | 24.0861 | 0 | -24.0861 | 0 | 0 | 24.0861 | 174.6211 | 0 | 0 | 0 | 0 | 0 | 24.0861 | 117.2738 | 0
|  |  | 22.6294 | 0 | -22.6294 | 0 | 0 | 22.6294 | 149.4773 | 0 | 0 | 0 | 0 | 0 | 22.6294 | 92.13 | 0
|  |  | 20.8758 | 0 | -20.8758 | 0 | 0 | 20.8758 | 126.282 | 0 | 0 | 0 | 0 | 0 | 20.8758 | 68.9347 | 0
|  |  | 18.9345 | 0 | -18.9345 | 0 | 0 | 18.9345 | 105.2437 | 0 | 0 | 0 | 0 | 0 | 18.9345 | 47.8963 | 0
|  |  | 15.4144 | 0 | -15.4144 | 0 | 0 | 15.4144 | 88.1166 | 0 | 0 | 0 | 0 | 0 | 15.4144 | 30.7692 | 0
|  |  | 11.7376 | 0 | -11.7376 | 0 | 0 | 11.7376 | 75.0747 | 0 | 0 | 0 | 0 | 0 | 11.7376 | 17.7274 | 0
|  |  | 16.1057 | 0.48062 | -15.6251 | 0.15109 | 0 | 15.6251 | 57.7135 | 0.48062 | 0 | 0 | 0.15109 | 0 | 15.9547 | 0 | 0.48062
|  |  | 19.9504 | 74.9762 | 55.0258 | 23.5707 | 55.0258 | 0 | 107.2367 | 19.9504 | 0 | 3.6203 | 19.9504 | 0 | 0 | 0 | 19.9504
|  |  | 26.3005 | 235.9027 | 209.6022 | 74.162 | 209.6022 | 0 | 295.8787 | 26.3005 | 0 | 47.8615 | 26.3005 | 0 | 0 | 0 | 26.3005
|  |  | 31.0713 | 397.2297 | 366.1584 | 124.8793 | 96.3784 | 0 | 382.6192 | 300.8513 | 269.78 | 93.808 | 31.0713 | 0 | 0 | 0 | 300.8513
|  |  | 33.2435 | 555.0322 | 521.7886 | 174.4885 | 0 | 0 | 382.6192 | 555.0322 | 521.7886 | 141.2449 | 33.2435 | 0 | 0 | 0 | 555.0322
|  |  | 33.9264 | 646.6697 | 612.7433 | 203.2971 | 0 | 0 | 382.6192 | 646.6697 | 612.7433 | 169.3706 | 33.9264 | 0 | 0 | 0 | 646.6697
|  |  | 35.3688 | 656.9229 | 621.5541 | 206.5204 | 0 | 0 | 382.6192 | 656.9229 | 621.5541 | 171.1516 | 35.3688 | 0 | 0 | 0 | 656.9229
|  |  | 34.1685 | 605.6571 | 571.4886 | 190.4037 | 0 | 0 | 382.6192 | 605.6571 | 571.4886 | 74.0159 | 34.1685 | 82.2193 | 0 | 73.9973 | 605.6571
|  |  | 35.1159 | 526.035 | 490.9191 | 165.3725 | 0 | 0 | 382.6192 | 526.035 | 490.9191 | 0 | 35.1159 | 130.2566 | 0 | 191.2283 | 526.035
|  |  | 40.4938 | 443.5291 | 403.0353 | 139.4346 | 0 | 0 | 382.6192 | 443.5291 | 403.0353 | 0 | 40.4938 | 98.9408 | 0 | 280.275 | 443.5291
|  |  | 46.2897 | 291.9746 | 245.685 | 91.7897 | 0 | 0 | 382.6192 | 291.9746 | 245.685 | 0 | 46.2897 | 45.5 | 0 | 321.225 | 291.9746
|  |  | 46.7678 | 162.2081 | 115.4404 | 50.9943 | 0 | 0 | 382.6192 | 162.2081 | 115.4404 | 0 | 46.7678 | 4.2265 | 0 | 325.0288 | 162.2081
|  |  | 41.1187 | 15.3797 | -25.7389 | 4.835 | 0 | 25.7389 | 354.0204 | 15.3797 | 0 | 0 | 4.835 | 0 | 36.2837 | 284.7136 | 15.3797
|  |  | 30.6708 | 0 | -30.6708 | 0 | 0 | 30.6708 | 319.9418 | 0 | 0 | 0 | 0 | 0 | 30.6708 | 250.635 | 0
|  |  | 23.3615 | 0 | -23.3615 | 0 | 0 | 23.3615 | 293.9845 | 0 | 0 | 0 | 0 | 0 | 23.3615 | 224.6777 | 0
|  |  | 23.6941 | 0 | -23.6941 | 0 | 0 | 23.6941 | 267.6577 | 0 | 0 | 0 | 0 | 0 | 23.6941 | 198.3509 | 0
|  |  | 24.2768 | 0 | -24.2768 | 0 | 0 | 24.2768 | 240.6835 | 0 | 0 | 0 | 0 | 0 | 24.2768 | 171.3766 | 0
|  |  | 24.5562 | 0 | -24.5562 | 0 | 0 | 24.5562 | 213.3988 | 0 | 0 | 0 | 0 | 0 | 24.5562 | 144.092 | 0
|  |  | 24.0861 | 0 | -24.0861 | 0 | 0 | 24.0861 | 186.6365 | 0 | 0 | 0 | 0 | 0 | 24.0861 | 117.3297 | 0
|  |  | 22.6294 | 0 | -22.6294 | 0 | 0 | 22.6294 | 161.4928 | 0 | 0 | 0 | 0 | 0 | 22.6294 | 92.186 | 0
|  |  | 20.8758 | 0 | -20.8758 | 0 | 0 | 20.8758 | 138.2975 | 0 | 0 | 0 | 0 | 0 | 20.8758 | 68.9907 | 0
|  |  | 18.9345 | 0 | -18.9345 | 0 | 0 | 18.9345 | 117.2591 | 0 | 0 | 0 | 0 | 0 | 18.9345 | 47.9523 | 0
|  |  | 15.4144 | 0 | -15.4144 | 0 | 0 | 15.4144 | 100.132 | 0 | 0 | 0 | 0 | 0 | 15.4144 | 30.8252 | 0
|  |  | 11.7376 | 0 | -11.7376 | 0 | 0 | 11.7376 | 87.0902 | 0 | 0 | 0 | 0 | 0 | 11.7376 | 17.7834 | 0
|  |  | 16.1057 | 0.32041 | -15.7853 | 0.10073 | 0 | 15.7853 | 69.5509 | 0.32041 | 0 | 0 | 0.10073 | 0 | 16.005 | 0 | 0.32041
|  |  | 19.9504 | 79.3819 | 59.4315 | 24.9557 | 59.4315 | 0 | 123.0392 | 19.9504 | 0 | 5.0053 | 19.9504 | 0 | 0 | 0 | 19.9504
|  |  | 26.3005 | 256.7294 | 230.4289 | 80.7094 | 230.4289 | 0 | 330.4252 | 26.3005 | 0 | 54.4089 | 26.3005 | 0 | 0 | 0 | 26.3005
|  |  | 31.0713 | 437.1209 | 406.0496 | 137.4201 | 57.9934 | 0 | 382.6192 | 379.1275 | 348.0562 | 106.3488 | 31.0713 | 0 | 0 | 0 | 379.1275
|  |  | 33.2435 | 588.435 | 555.1915 | 184.9895 | 0 | 0 | 382.6192 | 588.435 | 555.1915 | 151.746 | 33.2435 | 0 | 0 | 0 | 588.435
|  |  | 33.9264 | 690.6462 | 656.7197 | 217.1222 | 0 | 0 | 382.6192 | 690.6462 | 656.7197 | 183.1958 | 33.9264 | 0 | 0 | 0 | 690.6462
|  |  | 35.3688 | 732.3797 | 697.0109 | 230.2422 | 0 | 0 | 382.6192 | 732.3797 | 697.0109 | 194.8734 | 35.3688 | 0 | 0 | 0 | 732.3797
|  |  | 34.1685 | 713.4755 | 679.3069 | 224.2992 | 0 | 0 | 382.6192 | 713.4755 | 679.3069 | 190.1306 | 34.1685 | 0 | 0 | 0 | 713.4755
|  |  | 35.1159 | 641.3029 | 606.187 | 201.6099 | 0 | 0 | 382.6192 | 641.3029 | 606.187 | 18.1865 | 35.1159 | 148.3075 | 0 | 133.4767 | 641.3029
|  |  | 40.4938 | 528.5181 | 488.0243 | 166.1531 | 0 | 0 | 382.6192 | 528.5181 | 488.0243 | 0 | 40.4938 | 125.6593 | 0 | 246.5701 | 528.5181
|  |  | 46.2897 | 373.9198 | 327.6301 | 117.5512 | 0 | 0 | 382.6192 | 373.9198 | 327.6301 | 0 | 46.2897 | 71.2615 | 0 | 310.7055 | 373.9198
|  |  | 46.7678 | 195.5309 | 148.7631 | 61.4701 | 0 | 0 | 382.6192 | 195.5309 | 148.7631 | 0 | 46.7678 | 14.7023 | 0 | 323.9376 | 195.5309
|  |  | 41.1187 | 18.1833 | -22.9354 | 5.7164 | 0 | 22.9354 | 357.1355 | 18.1833 | 0 | 0 | 5.7164 | 0 | 35.4023 | 284.6017 | 18.1833
|  |  | 30.6708 | 0 | -30.6708 | 0 | 0 | 30.6708 | 323.0569 | 0 | 0 | 0 | 0 | 0 | 30.6708 | 250.5231 | 0
|  |  | 23.3615 | 0 | -23.3615 | 0 | 0 | 23.3615 | 297.0996 | 0 | 0 | 0 | 0 | 0 | 23.3615 | 224.5658 | 0
|  |  | 23.6941 | 0 | -23.6941 | 0 | 0 | 23.6941 | 270.7728 | 0 | 0 | 0 | 0 | 0 | 23.6941 | 198.239 | 0
|  |  | 24.2768 | 0 | -24.2768 | 0 | 0 | 24.2768 | 243.7986 | 0 | 0 | 0 | 0 | 0 | 24.2768 | 171.2647 | 0
|  |  | 24.5562 | 0 | -24.5562 | 0 | 0 | 24.5562 | 216.5139 | 0 | 0 | 0 | 0 | 0 | 24.5562 | 143.9801 | 0
|  |  | 24.0861 | 0 | -24.0861 | 0 | 0 | 24.0861 | 189.7516 | 0 | 0 | 0 | 0 | 0 | 24.0861 | 117.2178 | 0
|  |  | 22.6294 | 0 | -22.6294 | 0 | 0 | 22.6294 | 164.6079 | 0 | 0 | 0 | 0 | 0 | 22.6294 | 92.074 | 0
|  |  | 20.8758 | 0 | -20.8758 | 0 | 0 | 20.8758 | 141.4126 | 0 | 0 | 0 | 0 | 0 | 20.8758 | 68.8787 | 0
|  |  | 18.9345 | 0 | -18.9345 | 0 | 0 | 18.9345 | 120.3742 | 0 | 0 | 0 | 0 | 0 | 18.9345 | 47.8404 | 0
|  |  | 15.4144 | 0 | -15.4144 | 0 | 0 | 15.4144 | 103.2471 | 0 | 0 | 0 | 0 | 0 | 15.4144 | 30.7132 | 0
|  |  | 11.7376 | 0 | -11.7376 | 0 | 0 | 11.7376 | 90.2053 | 0 | 0 | 0 | 0 | 0 | 11.7376 | 17.6714 | 0
|  |  | 16.1057 | 0.64082 | -15.4649 | 0.20146 | 0 | 15.4649 | 73.022 | 0.64082 | 0 | 0 | 0.20146 | 0 | 15.9043 | 0 | 0.64082
|  |  | 19.9504 | 66.4853 | 46.5349 | 20.9013 | 46.5349 | 0 | 114.9035 | 19.9504 | 0 | 0.95097 | 19.9504 | 0 | 0 | 0 | 19.9504
|  |  | 26.3005 | 244.5538 | 218.2533 | 76.8817 | 218.2533 | 0 | 311.3314 | 26.3005 | 0 | 50.5812 | 26.3005 | 0 | 0 | 0 | 26.3005
|  |  | 31.0713 | 315.0442 | 283.973 | 99.0422 | 79.2087 | 0 | 382.6192 | 235.8355 | 204.7642 | 67.9709 | 31.0713 | 0 | 0 | 0 | 235.8355
|  |  | 33.2435 | 527.3166 | 494.0731 | 165.7754 | 0 | 0 | 382.6192 | 527.3166 | 494.0731 | 132.5318 | 33.2435 | 0 | 0 | 0 | 527.3166
|  |  | 33.9264 | 494.875 | 460.9485 | 155.5765 | 0 | 0 | 382.6192 | 494.875 | 460.9485 | 121.6501 | 33.9264 | 0 | 0 | 0 | 494.875
|  |  | 35.3688 | 554.151 | 518.7823 | 174.2115 | 0 | 0 | 382.6192 | 554.151 | 518.7823 | 47.3394 | 35.3688 | 91.5033 | 0 | 82.353 | 554.151
|  |  | 34.1685 | 455.2241 | 421.0556 | 143.1113 | 0 | 0 | 382.6192 | 455.2241 | 421.0556 | 0 | 34.1685 | 108.9427 | 0 | 180.4015 | 455.2241
|  |  | 35.1159 | 484.1412 | 449.0253 | 152.2021 | 0 | 0 | 382.6192 | 484.1412 | 449.0253 | 0 | 35.1159 | 117.0862 | 0 | 285.779 | 484.1412
|  |  | 40.4938 | 387.1367 | 346.6429 | 121.7063 | 0 | 0 | 382.6192 | 387.1367 | 346.6429 | 0 | 40.4938 | 81.2124 | 0 | 358.8702 | 387.1367
|  |  | 46.2897 | 260.0136 | 213.724 | 81.7419 | 0 | 0 | 382.6192 | 260.0136 | 213.724 | 0 | 46.2897 | 35.4522 | 0 | 390.7772 | 260.0136
|  |  | 46.7678 | 80.1028 | 33.335 | 25.1823 | 0 | 0 | 382.6192 | 80.1028 | 33.335 | 0 | 25.1823 | 0 | 21.5854 | 366.7934 | 80.1028
|  |  | 41.1187 | 5.5271 | -35.5916 | 1.7376 | 0 | 35.5916 | 343.073 | 5.5271 | 0 | 0 | 1.7376 | 0 | 39.3811 | 323.0367 | 5.5271
|  |  | 30.6708 | 0 | -30.6708 | 0 | 0 | 30.6708 | 308.9944 | 0 | 0 | 0 | 0 | 0 | 30.6708 | 288.958 | 0
|  |  | 23.3615 | 0 | -23.3615 | 0 | 0 | 23.3615 | 283.0372 | 0 | 0 | 0 | 0 | 0 | 23.3615 | 263.0008 | 0
|  |  | 23.6941 | 0 | -23.6941 | 0 | 0 | 23.6941 | 256.7104 | 0 | 0 | 0 | 0 | 0 | 23.6941 | 236.674 | 0
|  |  | 24.2768 | 0 | -24.2768 | 0 | 0 | 24.2768 | 229.7361 | 0 | 0 | 0 | 0 | 0 | 24.2768 | 209.6997 | 0
|  |  | 24.5562 | 0 | -24.5562 | 0 | 0 | 24.5562 | 202.4515 | 0 | 0 | 0 | 0 | 0 | 24.5562 | 182.4151 | 0
|  |  | 24.0861 | 0 | -24.0861 | 0 | 0 | 24.0861 | 175.6891 | 0 | 0 | 0 | 0 | 0 | 24.0861 | 155.6528 | 0
|  |  | 22.6294 | 0 | -22.6294 | 0 | 0 | 22.6294 | 150.5454 | 0 | 0 | 0 | 0 | 0 | 22.6294 | 130.509 | 0
|  |  | 20.8758 | 0 | -20.8758 | 0 | 0 | 20.8758 | 127.3501 | 0 | 0 | 0 | 0 | 0 | 20.8758 | 107.3137 | 0
|  |  | 18.9345 | 0 | -18.9345 | 0 | 0 | 18.9345 | 106.3117 | 0 | 0 | 0 | 0 | 0 | 18.9345 | 86.2754 | 0
|  |  | 15.4144 | 0 | -15.4144 | 0 | 0 | 15.4144 | 89.1846 | 0 | 0 | 0 | 0 | 0 | 15.4144 | 69.1482 | 0
|  |  | 11.7376 | 0 | -11.7376 | 0 | 0 | 11.7376 | 76.1428 | 0 | 0 | 0 | 0 | 0 | 11.7376 | 56.1064 | 0
|  |  | 16.1057 | 0.32041 | -15.7853 | 0.10073 | 0 | 15.7853 | 58.6035 | 0.32041 | 0 | 0 | 0.10073 | 0 | 16.005 | 38.323 | 0.32041
|  |  | 19.9504 | 10.0128 | -9.9375 | 3.1478 | 0 | 9.9375 | 47.5618 | 10.0128 | 0 | 0 | 3.1478 | 0 | 16.8026 | 19.6535 | 10.0128
|  |  | 26.3005 | 27.3952 | 1.0946 | 8.6124 | 1.0946 | 0 | 48.547 | 26.3005 | 0 | 0 | 8.6124 | 0 | 17.6882 | 0 | 26.3005
|  |  | 31.0713 | 502.5648 | 471.4936 | 157.994 | 371.1914 | 0 | 382.6192 | 131.3734 | 100.3022 | 126.9228 | 31.0713 | 0 | 0 | 0 | 131.3734
|  |  | 33.2435 | 774.8342 | 741.5907 | 243.5888 | 0 | 0 | 382.6192 | 774.8342 | 741.5907 | 210.3453 | 33.2435 | 0 | 0 | 0 | 774.8342
|  |  | 33.9264 | 793.2578 | 759.3314 | 249.3808 | 0 | 0 | 382.6192 | 793.2578 | 759.3314 | 67.6912 | 33.9264 | 147.7632 | 0 | 132.9868 | 793.2578
|  |  | 35.3688 | 243.5125 | 208.1437 | 76.5543 | 0 | 0 | 382.6192 | 243.5125 | 208.1437 | 0 | 35.3688 | 41.1856 | 0 | 170.0538 | 243.5125
|  |  | 34.1685 | 70.6507 | 36.4821 | 22.2108 | 0 | 0 | 382.6192 | 70.6507 | 36.4821 | 0 | 22.2108 | 0 | 11.9577 | 156.7675 | 70.6507
|  |  | 35.1159 | 64.6429 | 29.527 | 20.3222 | 0 | 0 | 382.6192 | 64.6429 | 29.527 | 0 | 20.3222 | 0 | 14.7937 | 140.33 | 64.6429
|  |  | 40.4938 | 427.9091 | 387.4152 | 134.5241 | 0 | 0 | 382.6192 | 427.9091 | 387.4152 | 0 | 40.4938 | 94.0303 | 0 | 224.9572 | 427.9091
|  |  | 46.2897 | 426.2269 | 379.9372 | 133.9953 | 0 | 0 | 382.6192 | 426.2269 | 379.9372 | 0 | 46.2897 | 87.7056 | 0 | 303.8923 | 426.2269
|  |  | 46.7678 | 270.2668 | 223.499 | 84.9652 | 0 | 0 | 382.6192 | 270.2668 | 223.499 | 0 | 46.7678 | 38.1975 | 0 | 338.27 | 270.2668
|  |  | 41.1187 | 37.2478 | -3.8709 | 11.7098 | 0 | 3.8709 | 378.3183 | 37.2478 | 0 | 0 | 11.7098 | 0 | 29.4089 | 305.5934 | 37.2478
|  |  | 30.6708 | 0 | -30.6708 | 0 | 0 | 30.6708 | 344.2396 | 0 | 0 | 0 | 0 | 0 | 30.6708 | 271.5148 | 0
|  |  | 23.3615 | 0 | -23.3615 | 0 | 0 | 23.3615 | 318.2824 | 0 | 0 | 0 | 0 | 0 | 23.3615 | 245.5576 | 0
|  |  | 23.6941 | 0 | -23.6941 | 0 | 0 | 23.6941 | 291.9556 | 0 | 0 | 0 | 0 | 0 | 23.6941 | 219.2307 | 0
|  |  | 24.2768 | 0 | -24.2768 | 0 | 0 | 24.2768 | 264.9813 | 0 | 0 | 0 | 0 | 0 | 24.2768 | 192.2565 | 0
|  |  | 24.5562 | 0 | -24.5562 | 0 | 0 | 24.5562 | 237.6967 | 0 | 0 | 0 | 0 | 0 | 24.5562 | 164.9719 | 0
|  |  | 30.2465 | 0 | -30.2465 | 0 | 0 | 30.2465 | 204.0895 | 0 | 0 | 0 | 0 | 0 | 30.2465 | 131.3647 | 0
|  |  | 28.1491 | 0 | -28.1491 | 0 | 0 | 28.1491 | 172.8127 | 0 | 0 | 0 | 0 | 0 | 28.1491 | 100.0879 | 0
|  |  | 25.2107 | 0 | -25.2107 | 0 | 0 | 25.2107 | 144.8008 | 0 | 0 | 0 | 0 | 0 | 25.2107 | 72.076 | 0
|  |  | 21.4417 | 0 | -21.4417 | 0 | 0 | 21.4417 | 120.9768 | 0 | 0 | 0 | 0 | 0 | 21.4417 | 48.2519 | 0
|  |  | 17.5188 | 0 | -17.5188 | 0 | 0 | 17.5188 | 101.5114 | 0 | 0 | 0 | 0 | 0 | 17.5188 | 28.7866 | 0
|  |  | 14.3414 | 0 | -14.3414 | 0 | 0 | 14.3414 | 85.5765 | 0 | 0 | 0 | 0 | 0 | 14.3414 | 12.8517 | 0
|  |  | 11.6673 | 0.32041 | -11.3469 | 0.10073 | 0 | 11.3469 | 72.9689 | 0.32041 | 0 | 0 | 0.10073 | 0 | 11.5665 | 0 | 0.32041
|  |  | 9.167 | 108.6194 | 99.4524 | 34.1473 | 99.4524 | 0 | 162.4761 | 9.167 | 0 | 24.9803 | 9.167 | 0 | 0 | 0 | 9.167
|  |  | 7.1962 | 329.7831 | 322.5869 | 103.6757 | 244.6035 | 0 | 382.6192 | 85.1796 | 77.9834 | 96.4795 | 7.1962 | 0 | 0 | 0 | 85.1796
|  |  | 6.03 | 545.4999 | 539.4699 | 171.4918 | 0 | 0 | 382.6192 | 545.4999 | 539.4699 | 165.4618 | 6.03 | 0 | 0 | 0 | 545.4999
|  |  | 6.0645 | 775.6352 | 769.5708 | 243.8407 | 0 | 0 | 382.6192 | 775.6352 | 769.5708 | 237.7762 | 6.0645 | 0 | 0 | 0 | 775.6352
|  |  | 6.9622 | 481.9784 | 475.0162 | 151.5222 | 0 | 0 | 382.6192 | 481.9784 | 475.0162 | 144.56 | 6.9622 | 0 | 0 | 0 | 481.9784
|  |  | 9.2104 | 532.283 | 523.0725 | 167.3367 | 0 | 0 | 382.6192 | 532.283 | 523.0725 | 158.1263 | 9.2104 | 0 | 0 | 0 | 532.283
|  |  | 12.2202 | 521.3089 | 509.0887 | 163.8867 | 0 | 0 | 382.6192 | 521.3089 | 509.0887 | 60.7504 | 12.2202 | 90.9161 | 0 | 81.8244 | 521.3089
|  |  | 15.3949 | 481.0973 | 465.7024 | 151.2452 | 0 | 0 | 382.6192 | 481.0973 | 465.7024 | 0 | 15.3949 | 135.8502 | 0 | 204.0897 | 481.0973
|  |  | 18.6761 | 388.0179 | 369.3418 | 121.9833 | 0 | 0 | 382.6192 | 388.0179 | 369.3418 | 0 | 18.6761 | 103.3072 | 0 | 297.0661 | 388.0179
|  |  | 22.1391 | 287.7292 | 265.5901 | 90.455 | 0 | 0 | 382.6192 | 287.7292 | 265.5901 | 0 | 22.1391 | 68.3159 | 0 | 358.5504 | 287.7292
|  |  | 26.0591 | 144.3452 | 118.2861 | 45.3786 | 0 | 0 | 382.6192 | 144.3452 | 118.2861 | 0 | 26.0591 | 19.3195 | 0 | 375.9379 | 144.3452
|  |  | 29.8278 | 18.1032 | -11.7246 | 5.6912 | 0 | 11.7246 | 369.5919 | 18.1032 | 0 | 0 | 5.6912 | 0 | 24.1366 | 349.1195 | 18.1032
|  |  | 32.3465 | 0 | -32.3465 | 0 | 0 | 32.3465 | 333.6514 | 0 | 0 | 0 | 0 | 0 | 32.3465 | 313.1789 | 0
|  |  | 33.6507 | 0 | -33.6507 | 0 | 0 | 33.6507 | 296.2617 | 0 | 0 | 0 | 0 | 0 | 33.6507 | 275.7893 | 0
|  |  | 34.0882 | 0 | -34.0882 | 0 | 0 | 34.0882 | 258.3859 | 0 | 0 | 0 | 0 | 0 | 34.0882 | 237.9135 | 0
|  |  | 33.501 | 0 | -33.501 | 0 | 0 | 33.501 | 221.1626 | 0 | 0 | 0 | 0 | 0 | 33.501 | 200.6902 | 0
|  |  | 32.1465 | 0 | -32.1465 | 0 | 0 | 32.1465 | 185.4443 | 0 | 0 | 0 | 0 | 0 | 32.1465 | 164.9719 | 0
|  |  | 30.2465 | 0 | -30.2465 | 0 | 0 | 30.2465 | 151.8371 | 0 | 0 | 0 | 0 | 0 | 30.2465 | 131.3647 | 0
|  |  | 28.1491 | 0 | -28.1491 | 0 | 0 | 28.1491 | 120.5603 | 0 | 0 | 0 | 0 | 0 | 28.1491 | 100.0879 | 0
|  |  | 25.2107 | 0 | -25.2107 | 0 | 0 | 25.2107 | 92.5484 | 0 | 0 | 0 | 0 | 0 | 25.2107 | 72.076 | 0
|  |  | 21.4417 | 0 | -21.4417 | 0 | 0 | 21.4417 | 68.7244 | 0 | 0 | 0 | 0 | 0 | 21.4417 | 48.2519 | 0
|  |  | 17.5188 | 0 | -17.5188 | 0 | 0 | 17.5188 | 49.259 | 0 | 0 | 0 | 0 | 0 | 17.5188 | 28.7866 | 0
|  |  | 14.3414 | 0 | -14.3414 | 0 | 0 | 14.3414 | 33.3241 | 0 | 0 | 0 | 0 | 0 | 14.3414 | 12.8517 | 0
|  |  | 11.6673 | 0.32041 | -11.3469 | 0.10073 | 0 | 11.3469 | 20.7165 | 0.32041 | 0 | 0 | 0.10073 | 0 | 11.5665 | 0 | 0.32041
|  |  | 9.167 | 84.188 | 75.0211 | 26.4666 | 75.0211 | 0 | 88.2355 | 9.167 | 0 | 17.2997 | 9.167 | 0 | 0 | 0 | 9.167
|  |  | 7.1962 | 275.4735 | 268.2772 | 86.6021 | 268.2772 | 0 | 329.685 | 7.1962 | -2.5757e-14 | 79.4059 | 7.1962 | 0 | 0 | 0 | 7.1962
|  |  | 6.03 | 443.2087 | 437.1787 | 139.3339 | 58.8158 | 0 | 382.6192 | 384.3929 | 378.3629 | 133.3039 | 6.03 | 0 | 0 | 0 | 384.3929
|  |  | 6.0645 | 581.7865 | 575.722 | 182.8994 | 0 | 0 | 382.6192 | 581.7865 | 575.722 | 176.8349 | 6.0645 | 0 | 0 | 0 | 581.7865
|  |  | 6.9622 | 666.2949 | 659.3327 | 209.4668 | 0 | 0 | 382.6192 | 666.2949 | 659.3327 | 202.5046 | 6.9622 | 0 | 0 | 0 | 666.2949
|  |  | 9.2104 | 705.2249 | 696.0144 | 221.7054 | 0 | 0 | 382.6192 | 705.2249 | 696.0144 | 212.4949 | 9.2104 | 0 | 0 | 0 | 705.2249
|  |  | 12.2202 | 695.2921 | 683.0719 | 218.5828 | 0 | 0 | 382.6192 | 695.2921 | 683.0719 | 206.3625 | 12.2202 | 0 | 0 | 0 | 695.2921
|  |  | 15.3949 | 635.936 | 620.541 | 199.9226 | 0 | 0 | 382.6192 | 635.936 | 620.541 | 68.4599 | 15.3949 | 116.0678 | 0 | 104.461 | 635.936
|  |  | 18.6761 | 527.7171 | 509.041 | 165.9013 | 0 | 0 | 382.6192 | 527.7171 | 509.041 | 0 | 18.6761 | 147.2252 | 0 | 236.9637 | 527.7171
|  |  | 22.1391 | 373.279 | 351.1398 | 117.3497 | 0 | 0 | 382.6192 | 373.279 | 351.1398 | 0 | 22.1391 | 95.2106 | 0 | 322.6532 | 373.279
|  |  | 26.0591 | 199.6962 | 173.6371 | 62.7796 | 0 | 0 | 382.6192 | 199.6962 | 173.6371 | 0 | 26.0591 | 36.7205 | 0 | 355.7017 | 199.6962
|  |  | 29.8278 | 16.2609 | -13.567 | 5.112 | 0 | 13.567 | 367.5448 | 16.2609 | 0 | 0 | 5.112 | 0 | 24.7158 | 328.2396 | 16.2609
|  |  | 32.3465 | 0 | -32.3465 | 0 | 0 | 32.3465 | 331.6043 | 0 | 0 | 0 | 0 | 0 | 32.3465 | 292.2991 | 0
|  |  | 33.6507 | 0 | -33.6507 | 0 | 0 | 33.6507 | 294.2146 | 0 | 0 | 0 | 0 | 0 | 33.6507 | 254.9094 | 0
|  |  | 34.0882 | 0 | -34.0882 | 0 | 0 | 34.0882 | 256.3389 | 0 | 0 | 0 | 0 | 0 | 34.0882 | 217.0337 | 0
|  |  | 33.501 | 0 | -33.501 | 0 | 0 | 33.501 | 219.1156 | 0 | 0 | 0 | 0 | 0 | 33.501 | 179.8104 | 0
|  |  | 32.1465 | 0 | -32.1465 | 0 | 0 | 32.1465 | 183.3972 | 0 | 0 | 0 | 0 | 0 | 32.1465 | 144.092 | 0
|  |  | 24.0861 | 0 | -24.0861 | 0 | 0 | 24.0861 | 156.6349 | 0 | 0 | 0 | 0 | 0 | 24.0861 | 117.3297 | 0
|  |  | 22.6294 | 0 | -22.6294 | 0 | 0 | 22.6294 | 131.4911 | 0 | 0 | 0 | 0 | 0 | 22.6294 | 92.186 | 0
|  |  | 20.8758 | 0 | -20.8758 | 0 | 0 | 20.8758 | 108.2958 | 0 | 0 | 0 | 0 | 0 | 20.8758 | 68.9907 | 0
|  |  | 18.9345 | 0 | -18.9345 | 0 | 0 | 18.9345 | 87.2575 | 0 | 0 | 0 | 0 | 0 | 18.9345 | 47.9523 | 0
|  |  | 15.4144 | 0 | -15.4144 | 0 | 0 | 15.4144 | 70.1304 | 0 | 0 | 0 | 0 | 0 | 15.4144 | 30.8252 | 0
|  |  | 11.7376 | 0 | -11.7376 | 0 | 0 | 11.7376 | 57.0886 | 0 | 0 | 0 | 0 | 0 | 11.7376 | 17.7834 | 0
|  |  | 16.1057 | 0.32041 | -15.7853 | 0.10073 | 0 | 15.7853 | 39.5493 | 0.32041 | 0 | 0 | 0.10073 | 0 | 16.005 | 0 | 0.32041
|  |  | 19.9504 | 93.3998 | 73.4495 | 29.3626 | 73.4495 | 0 | 105.6538 | 19.9504 | 0 | 9.4122 | 19.9504 | 0 | 0 | 0 | 19.9504
|  |  | 26.3005 | 286.9282 | 260.6276 | 90.2032 | 260.6276 | 0 | 340.2187 | 26.3005 | 0 | 63.9026 | 26.3005 | 0 | 0 | 0 | 26.3005
|  |  | 31.0713 | 474.0483 | 442.977 | 149.0291 | 47.1117 | 0 | 382.6192 | 426.9365 | 395.8652 | 117.9578 | 31.0713 | 0 | 0 | 0 | 426.9365
|  |  | 33.2435 | 626.4037 | 593.1602 | 196.9259 | 0 | 0 | 382.6192 | 626.4037 | 593.1602 | 163.6824 | 33.2435 | 0 | 0 | 0 | 626.4037
|  |  | 33.9264 | 733.1006 | 699.1742 | 230.4688 | 0 | 0 | 382.6192 | 733.1006 | 699.1742 | 196.5424 | 33.9264 | 0 | 0 | 0 | 733.1006
|  |  | 35.3688 | 783.7256 | 748.3568 | 246.3841 | 0 | 0 | 382.6192 | 783.7256 | 748.3568 | 211.0153 | 35.3688 | 0 | 0 | 0 | 783.7256
|  |  | 34.1685 | 772.9117 | 738.7432 | 242.9845 | 0 | 0 | 382.6192 | 772.9117 | 738.7432 | 208.8159 | 34.1685 | 0 | 0 | 0 | 772.9117
|  |  | 35.1159 | 705.3851 | 670.2692 | 221.7557 | 0 | 0 | 382.6192 | 705.3851 | 670.2692 | 80.639 | 35.1159 | 106.0008 | 0 | 95.4008 | 705.3851
|  |  | 40.4938 | 586.5927 | 546.0988 | 184.4103 | 0 | 0 | 382.6192 | 586.5927 | 546.0988 | 0 | 40.4938 | 143.9165 | 0 | 224.9256 | 586.5927
|  |  | 46.2897 | 419.3381 | 373.0484 | 131.8296 | 0 | 0 | 382.6192 | 419.3381 | 373.0484 | 0 | 46.2897 | 85.5399 | 0 | 301.9115 | 419.3381
|  |  | 46.7678 | 228.2929 | 181.5252 | 71.7697 | 0 | 0 | 382.6192 | 228.2929 | 181.5252 | 0 | 46.7678 | 25.0019 | 0 | 324.4132 | 228.2929
|  |  | 41.1187 | 17.2221 | -23.8966 | 5.4142 | 0 | 23.8966 | 356.0675 | 17.2221 | 0 | 0 | 5.4142 | 0 | 35.7045 | 284.7416 | 17.2221
|  |  | 30.6708 | 0 | -30.6708 | 0 | 0 | 30.6708 | 321.9889 | 0 | 0 | 0 | 0 | 0 | 30.6708 | 250.663 | 0
|  |  | 23.3615 | 0 | -23.3615 | 0 | 0 | 23.3615 | 296.0316 | 0 | 0 | 0 | 0 | 0 | 23.3615 | 224.7057 | 0
|  |  | 23.6941 | 0 | -23.6941 | 0 | 0 | 23.6941 | 269.7048 | 0 | 0 | 0 | 0 | 0 | 23.6941 | 198.3789 | 0
|  |  | 24.2768 | 0 | -24.2768 | 0 | 0 | 24.2768 | 242.7305 | 0 | 0 | 0 | 0 | 0 | 24.2768 | 171.4046 | 0
|  |  | 24.5562 | 0 | -24.5562 | 0 | 0 | 24.5562 | 215.4459 | 0 | 0 | 0 | 0 | 0 | 24.5562 | 144.12 | 0
|  |  | 24.0861 | 0 | -24.0861 | 0 | 0 | 24.0861 | 188.6836 | 0 | 0 | 0 | 0 | 0 | 24.0861 | 117.3577 | 0
|  |  | 22.6294 | 0 | -22.6294 | 0 | 0 | 22.6294 | 163.5398 | 0 | 0 | 0 | 0 | 0 | 22.6294 | 92.2139 | 0
|  |  | 20.8758 | 0 | -20.8758 | 0 | 0 | 20.8758 | 140.3445 | 0 | 0 | 0 | 0 | 0 | 20.8758 | 69.0186 | 0
|  |  | 18.9345 | 0 | -18.9345 | 0 | 0 | 18.9345 | 119.3062 | 0 | 0 | 0 | 0 | 0 | 18.9345 | 47.9803 | 0
|  |  | 15.4144 | 0 | -15.4144 | 0 | 0 | 15.4144 | 102.179 | 0 | 0 | 0 | 0 | 0 | 15.4144 | 30.8531 | 0
|  |  | 11.7376 | 0 | -11.7376 | 0 | 0 | 11.7376 | 89.1372 | 0 | 0 | 0 | 0 | 0 | 11.7376 | 17.8113 | 0
|  |  | 16.1057 | 0.24031 | -15.8654 | 0.075547 | 0 | 15.8654 | 71.509 | 0.24031 | 0 | 0 | 0.075547 | 0 | 16.0302 | 0 | 0.24031
|  |  | 19.9504 | 85.3896 | 65.4392 | 26.8444 | 65.4392 | 0 | 130.4042 | 19.9504 | 0 | 6.894 | 19.9504 | 0 | 0 | 0 | 19.9504
|  |  | 26.3005 | 253.3651 | 227.0646 | 79.6518 | 227.0646 | 0 | 334.7623 | 26.3005 | 0 | 53.3512 | 26.3005 | 0 | 0 | 0 | 26.3005
|  |  | 31.0713 | 415.4931 | 384.4218 | 130.6208 | 53.1743 | 0 | 382.6192 | 362.3188 | 331.2475 | 99.5495 | 31.0713 | 0 | 0 | 0 | 362.3188
|  |  | 33.2435 | 558.0761 | 524.8325 | 175.4454 | 0 | 0 | 382.6192 | 558.0761 | 524.8325 | 142.2019 | 33.2435 | 0 | 0 | 0 | 558.0761
|  |  | 33.9264 | 623.9206 | 589.9941 | 196.1453 | 0 | 0 | 382.6192 | 623.9206 | 589.9941 | 155.9631 | 33.9264 | 6.2558 | 0 | 5.6302 | 623.9206
|  |  | 35.3688 | 672.2225 | 636.8538 | 211.3302 | 0 | 0 | 382.6192 | 672.2225 | 636.8538 | 0 | 35.3688 | 175.9615 | 0 | 163.9956 | 672.2225
|  |  | 34.1685 | 673.344 | 639.1754 | 211.6828 | 0 | 0 | 382.6192 | 673.344 | 639.1754 | 0 | 34.1685 | 177.5143 | 0 | 323.7584 | 673.344
|  |  | 35.1159 | 603.0938 | 567.9779 | 189.5979 | 0 | 0 | 382.6192 | 603.0938 | 567.9779 | 0 | 35.1159 | 154.482 | 0 | 462.7922 | 603.0938
|  |  | 40.4938 | 506.4899 | 465.996 | 159.228 | 0 | 0 | 382.6192 | 506.4899 | 465.996 | 0 | 40.4938 | 118.7341 | 0 | 569.6529 | 506.4899
|  |  | 46.2897 | 355.7364 | 309.4468 | 111.8348 | 0 | 0 | 382.6192 | 355.7364 | 309.4468 | 0 | 46.2897 | 65.5451 | 0 | 628.6435 | 355.7364
|  |  | 46.7678 | 197.7738 | 151.006 | 62.1752 | 0 | 0 | 382.6192 | 197.7738 | 151.006 | 0 | 46.7678 | 15.4074 | 0 | 642.5102 | 197.7738
|  |  | 41.1187 | 16.2609 | -24.8578 | 5.112 | 0 | 24.8578 | 354.9994 | 16.2609 | 0 | 0 | 5.112 | 0 | 36.0067 | 602.5028 | 16.2609
|  |  | 30.6708 | 0 | -30.6708 | 0 | 0 | 30.6708 | 320.9208 | 0 | 0 | 0 | 0 | 0 | 30.6708 | 568.4242 | 0
|  |  | 23.3615 | 0 | -23.3615 | 0 | 0 | 23.3615 | 294.9636 | 0 | 0 | 0 | 0 | 0 | 23.3615 | 542.4669 | 0
|  |  | 23.6941 | 0 | -23.6941 | 0 | 0 | 23.6941 | 268.6368 | 0 | 0 | 0 | 0 | 0 | 23.6941 | 516.1401 | 0
|  |  | 24.2768 | 0 | -24.2768 | 0 | 0 | 24.2768 | 241.6625 | 0 | 0 | 0 | 0 | 0 | 24.2768 | 489.1658 | 0
|  |  | 24.5562 | 0 | -24.5562 | 0 | 0 | 24.5562 | 214.3779 | 0 | 0 | 0 | 0 | 0 | 24.5562 | 461.8812 | 0
|  |  | 24.0861 | 0 | -24.0861 | 0 | 0 | 24.0861 | 187.6156 | 0 | 0 | 0 | 0 | 0 | 24.0861 | 435.1189 | 0
|  |  | 22.6294 | 0 | -22.6294 | 0 | 0 | 22.6294 | 162.4718 | 0 | 0 | 0 | 0 | 0 | 22.6294 | 409.9751 | 0
|  |  | 20.8758 | 0 | -20.8758 | 0 | 0 | 20.8758 | 139.2765 | 0 | 0 | 0 | 0 | 0 | 20.8758 | 386.7798 | 0
|  |  | 18.9345 | 0 | -18.9345 | 0 | 0 | 18.9345 | 118.2381 | 0 | 0 | 0 | 0 | 0 | 18.9345 | 365.7415 | 0
|  |  | 15.4144 | 0 | -15.4144 | 0 | 0 | 15.4144 | 101.111 | 0 | 0 | 0 | 0 | 0 | 15.4144 | 348.6144 | 0
|  |  | 11.7376 | 0 | -11.7376 | 0 | 0 | 11.7376 | 88.0692 | 0 | 0 | 0 | 0 | 0 | 11.7376 | 335.5725 | 0
|  |  | 16.1057 | 0.32041 | -15.7853 | 0.10073 | 0 | 15.7853 | 70.5299 | 0.32041 | 0 | 0 | 0.10073 | 0 | 16.005 | 317.7892 | 0.32041
|  |  | 19.9504 | 15.4598 | -4.4905 | 4.8602 | 0 | 4.4905 | 65.5404 | 15.4598 | 0 | 0 | 4.8602 | 0 | 15.0902 | 301.0223 | 15.4598
|  |  | 26.3005 | 46.9402 | 20.6397 | 14.7569 | 20.6397 | 0 | 84.1162 | 26.3005 | 0 | 0 | 14.7569 | 0 | 11.5437 | 288.196 | 26.3005
|  |  | 31.0713 | 90.5962 | 59.525 | 28.4812 | 59.525 | 0 | 137.6886 | 31.0713 | 0 | 0 | 28.4812 | 0 | 2.5901 | 285.3182 | 31.0713
|  |  | 33.2435 | 141.6217 | 108.3782 | 44.5224 | 108.3782 | 0 | 235.229 | 33.2435 | 0 | 0 | 33.2435 | 11.2788 | 0 | 295.4691 | 33.2435
|  |  | 33.9264 | 199.0554 | 165.129 | 62.5781 | 163.7669 | 0 | 382.6192 | 35.2885 | 1.362 | 0 | 33.9264 | 28.6517 | 0 | 321.2557 | 35.2885
|  |  | 35.3688 | 196.2518 | 160.883 | 61.6967 | 0 | 0 | 382.6192 | 196.2518 | 160.883 | 0 | 35.3688 | 26.328 | 0 | 344.9508 | 196.2518
|  |  | 34.1685 | 190.6446 | 156.4761 | 59.934 | 0 | 0 | 382.6192 | 190.6446 | 156.4761 | 0 | 34.1685 | 25.7654 | 0 | 368.1397 | 190.6446
|  |  | 35.1159 | 166.0531 | 130.9372 | 52.203 | 0 | 0 | 382.6192 | 166.0531 | 130.9372 | 0 | 35.1159 | 17.0871 | 0 | 383.5181 | 166.0531
|  |  | 40.4938 | 119.5133 | 79.0195 | 37.5721 | 0 | 0 | 382.6192 | 119.5133 | 79.0195 | 0 | 37.5721 | 0 | 2.9218 | 380.2717 | 119.5133
|  |  | 46.2897 | 100.7693 | 54.4796 | 31.6794 | 0 | 0 | 382.6192 | 100.7693 | 54.4796 | 0 | 31.6794 | 0 | 14.6103 | 364.0381 | 100.7693
|  |  | 46.7678 | 47.4208 | 0.65307 | 14.9079 | 0 | 0 | 382.6192 | 47.4208 | 0.65307 | 0 | 14.9079 | 0 | 31.8598 | 328.6383 | 47.4208
|  |  | 41.1187 | 5.0465 | -36.0722 | 1.5865 | 0 | 36.0722 | 342.539 | 5.0465 | 0 | 0 | 1.5865 | 0 | 39.5322 | 284.7136 | 5.0465
|  |  | 30.6708 | 0 | -30.6708 | 0 | 0 | 30.6708 | 308.4604 | 0 | 0 | 0 | 0 | 0 | 30.6708 | 250.635 | 0
|  |  | 23.3615 | 0 | -23.3615 | 0 | 0 | 23.3615 | 282.5031 | 0 | 0 | 0 | 0 | 0 | 23.3615 | 224.6777 | 0
|  |  | 23.6941 | 0 | -23.6941 | 0 | 0 | 23.6941 | 256.1763 | 0 | 0 | 0 | 0 | 0 | 23.6941 | 198.3509 | 0
|  |  | 24.2768 | 0 | -24.2768 | 0 | 0 | 24.2768 | 229.2021 | 0 | 0 | 0 | 0 | 0 | 24.2768 | 171.3766 | 0
|  |  | 24.5562 | 0 | -24.5562 | 0 | 0 | 24.5562 | 201.9174 | 0 | 0 | 0 | 0 | 0 | 24.5562 | 144.092 | 0
|  |  | 24.0861 | 0 | -24.0861 | 0 | 0 | 24.0861 | 175.1551 | 0 | 0 | 0 | 0 | 0 | 24.0861 | 117.3297 | 0
|  |  | 22.6294 | 0 | -22.6294 | 0 | 0 | 22.6294 | 150.0114 | 0 | 0 | 0 | 0 | 0 | 22.6294 | 92.186 | 0
|  |  | 20.8758 | 0 | -20.8758 | 0 | 0 | 20.8758 | 126.8161 | 0 | 0 | 0 | 0 | 0 | 20.8758 | 68.9907 | 0
|  |  | 18.9345 | 0 | -18.9345 | 0 | 0 | 18.9345 | 105.7777 | 0 | 0 | 0 | 0 | 0 | 18.9345 | 47.9523 | 0
|  |  | 15.4144 | 0 | -15.4144 | 0 | 0 | 15.4144 | 88.6506 | 0 | 0 | 0 | 0 | 0 | 15.4144 | 30.8252 | 0
|  |  | 11.7376 | 0 | -11.7376 | 0 | 0 | 11.7376 | 75.6088 | 0 | 0 | 0 | 0 | 0 | 11.7376 | 17.7834 | 0
|  |  | 16.1057 | 0.32041 | -15.7853 | 0.10073 | 0 | 15.7853 | 58.0695 | 0.32041 | 0 | 0 | 0.10073 | 0 | 16.005 | 0 | 0.32041
|  |  | 19.9504 | 99.4877 | 79.5373 | 31.2765 | 79.5373 | 0 | 129.653 | 19.9504 | 0 | 11.3261 | 19.9504 | 0 | 0 | 0 | 19.9504
|  |  | 26.3005 | 287.569 | 261.2685 | 90.4046 | 261.2685 | 0 | 364.7947 | 26.3005 | 0 | 64.1041 | 26.3005 | 0 | 0 | 0 | 26.3005
|  |  | 31.0713 | 468.5212 | 437.4499 | 147.2915 | 19.8051 | 0 | 382.6192 | 448.7161 | 417.6448 | 116.2203 | 31.0713 | 0 | 0 | 0 | 448.7161
|  |  | 33.2435 | 616.7914 | 583.5479 | 193.9041 | 0 | 0 | 382.6192 | 616.7914 | 583.5479 | 160.6605 | 33.2435 | 0 | 0 | 0 | 616.7914
|  |  | 33.9264 | 715.9587 | 682.0322 | 225.0798 | 0 | 0 | 382.6192 | 715.9587 | 682.0322 | 191.1534 | 33.9264 | 0 | 0 | 0 | 715.9587
|  |  | 35.3688 | 762.4984 | 727.1296 | 239.7108 | 0 | 0 | 382.6192 | 762.4984 | 727.1296 | 204.342 | 35.3688 | 0 | 0 | 0 | 762.4984
|  |  | 34.1685 | 762.2581 | 728.0895 | 239.6352 | 0 | 0 | 382.6192 | 762.2581 | 728.0895 | 205.4667 | 34.1685 | 0 | 0 | 0 | 762.2581
|  |  | 35.1159 | 696.8141 | 661.6982 | 219.0612 | 0 | 0 | 382.6192 | 696.8141 | 661.6982 | 76.4143 | 35.1159 | 107.5311 | 0 | 96.778 | 696.8141
|  |  | 40.4938 | 576.6599 | 536.1661 | 181.2877 | 0 | 0 | 382.6192 | 576.6599 | 536.1661 | 0 | 40.4938 | 140.7939 | 0 | 223.4924 | 576.6599
|  |  | 46.2897 | 419.1779 | 372.8882 | 131.7792 | 0 | 0 | 382.6192 | 419.1779 | 372.8882 | 0 | 46.2897 | 85.4895 | 0 | 300.433 | 419.1779
|  |  | 46.7678 | 233.4195 | 186.6517 | 73.3814 | 0 | 0 | 382.6192 | 233.4195 | 186.6517 | 0 | 46.7678 | 26.6136 | 0 | 324.3853 | 233.4195
|  |  | 41.1187 | 17.2221 | -23.8966 | 5.4142 | 0 | 23.8966 | 356.0675 | 17.2221 | 0 | 0 | 5.4142 | 0 | 35.7045 | 284.7136 | 17.2221
|  |  | 30.6708 | 0 | -30.6708 | 0 | 0 | 30.6708 | 321.9889 | 0 | 0 | 0 | 0 | 0 | 30.6708 | 250.635 | 0
|  |  | 23.3615 | 0 | -23.3615 | 0 | 0 | 23.3615 | 296.0316 | 0 | 0 | 0 | 0 | 0 | 23.3615 | 224.6777 | 0
|  |  | 23.6941 | 0 | -23.6941 | 0 | 0 | 23.6941 | 269.7048 | 0 | 0 | 0 | 0 | 0 | 23.6941 | 198.3509 | 0
|  |  | 24.2768 | 0 | -24.2768 | 0 | 0 | 24.2768 | 242.7305 | 0 | 0 | 0 | 0 | 0 | 24.2768 | 171.3766 | 0
|  |  | 24.5562 | 0 | -24.5562 | 0 | 0 | 24.5562 | 215.4459 | 0 | 0 | 0 | 0 | 0 | 24.5562 | 144.092 | 0
|  |  | 24.0861 | 0 | -24.0861 | 0 | 0 | 24.0861 | 188.6836 | 0 | 0 | 0 | 0 | 0 | 24.0861 | 117.3297 | 0
|  |  | 22.6294 | 0 | -22.6294 | 0 | 0 | 22.6294 | 163.5398 | 0 | 0 | 0 | 0 | 0 | 22.6294 | 92.186 | 0
|  |  | 20.8758 | 0 | -20.8758 | 0 | 0 | 20.8758 | 140.3445 | 0 | 0 | 0 | 0 | 0 | 20.8758 | 68.9907 | 0
|  |  | 18.9345 | 0 | -18.9345 | 0 | 0 | 18.9345 | 119.3062 | 0 | 0 | 0 | 0 | 0 | 18.9345 | 47.9523 | 0
|  |  | 15.4144 | 0 | -15.4144 | 0 | 0 | 15.4144 | 102.179 | 0 | 0 | 0 | 0 | 0 | 15.4144 | 30.8252 | 0
|  |  | 11.7376 | 0 | -11.7376 | 0 | 0 | 11.7376 | 89.1372 | 0 | 0 | 0 | 0 | 0 | 11.7376 | 17.7834 | 0
|  |  | 16.1057 | 0.32041 | -15.7853 | 0.10073 | 0 | 15.7853 | 71.598 | 0.32041 | 0 | 0 | 0.10073 | 0 | 16.005 | 0 | 0.32041
|  |  | 19.9504 | 106.6168 | 86.6664 | 33.5177 | 86.6664 | 0 | 149.5977 | 19.9504 | 0 | 13.5673 | 19.9504 | 0 | 0 | 0 | 19.9504
|  |  | 26.3005 | 306.6334 | 280.3329 | 96.398 | 258.9128 | 0 | 382.6192 | 47.7207 | 21.4201 | 70.0975 | 26.3005 | 0 | 0 | 0 | 47.7207
|  |  | 31.0713 | 491.4306 | 460.3593 | 154.4937 | 0 | 0 | 382.6192 | 491.4306 | 460.3593 | 123.4224 | 31.0713 | 0 | 0 | 0 | 491.4306
|  |  | 33.2435 | 644.6672 | 611.4236 | 202.6675 | 0 | 0 | 382.6192 | 644.6672 | 611.4236 | 169.424 | 33.2435 | 0 | 0 | 0 | 644.6672
|  |  | 33.9264 | 748.16 | 714.2335 | 235.2031 | 0 | 0 | 382.6192 | 748.16 | 714.2335 | 201.2767 | 33.9264 | 0 | 0 | 0 | 748.16
|  |  | 35.3688 | 790.3741 | 755.0054 | 248.4742 | 0 | 0 | 382.6192 | 790.3741 | 755.0054 | 213.1054 | 35.3688 | 0 | 0 | 0 | 790.3741
|  |  | 34.1685 | 783.8057 | 749.6372 | 246.4093 | 0 | 0 | 382.6192 | 783.8057 | 749.6372 | 212.2407 | 34.1685 | 0 | 0 | 0 | 783.8057
|  |  | 35.1159 | 717.3204 | 682.2045 | 225.5079 | 0 | 0 | 382.6192 | 717.3204 | 682.2045 | 75.4595 | 35.1159 | 114.9325 | 0 | 103.4393 | 717.3204
|  |  | 40.4938 | 601.8923 | 561.3985 | 189.2201 | 0 | 0 | 382.6192 | 601.8923 | 561.3985 | 0 | 40.4938 | 148.7263 | 0 | 237.2929 | 601.8923
|  |  | 46.2897 | 436.7204 | 390.4307 | 137.2941 | 0 | 0 | 382.6192 | 436.7204 | 390.4307 | 0 | 46.2897 | 91.0045 | 0 | 319.197 | 436.7204
|  |  | 46.7678 | 241.59 | 194.8222 | 75.95 | 0 | 0 | 382.6192 | 241.59 | 194.8222 | 0 | 46.7678 | 29.1822 | 0 | 345.4609 | 241.59
|  |  | 41.1187 | 16.6614 | -24.4573 | 5.2379 | 0 | 24.4573 | 355.4445 | 16.6614 | 0 | 0 | 5.2379 | 0 | 35.8808 | 305.5934 | 16.6614
|  |  | 30.6708 | 0 | -30.6708 | 0 | 0 | 30.6708 | 321.3658 | 0 | 0 | 0 | 0 | 0 | 30.6708 | 271.5148 | 0
|  |  | 23.3615 | 0 | -23.3615 | 0 | 0 | 23.3615 | 295.4086 | 0 | 0 | 0 | 0 | 0 | 23.3615 | 245.5576 | 0
|  |  | 23.6941 | 0 | -23.6941 | 0 | 0 | 23.6941 | 269.0818 | 0 | 0 | 0 | 0 | 0 | 23.6941 | 219.2307 | 0
|  |  | 24.2768 | 0 | -24.2768 | 0 | 0 | 24.2768 | 242.1075 | 0 | 0 | 0 | 0 | 0 | 24.2768 | 192.2565 | 0
|  |  | 24.5562 | 0 | -24.5562 | 0 | 0 | 24.5562 | 214.8229 | 0 | 0 | 0 | 0 | 0 | 24.5562 | 164.9719 | 0
|  |  | 30.2465 | 0 | -30.2465 | 0 | 0 | 30.2465 | 181.2157 | 0 | 0 | 0 | 0 | 0 | 30.2465 | 131.3647 | 0
|  |  | 28.1491 | 0 | -28.1491 | 0 | 0 | 28.1491 | 149.9389 | 0 | 0 | 0 | 0 | 0 | 28.1491 | 100.0879 | 0
|  |  | 25.2107 | 0 | -25.2107 | 0 | 0 | 25.2107 | 121.927 | 0 | 0 | 0 | 0 | 0 | 25.2107 | 72.076 | 0
|  |  | 21.4417 | 0 | -21.4417 | 0 | 0 | 21.4417 | 98.103 | 0 | 0 | 0 | 0 | 0 | 21.4417 | 48.2519 | 0
|  |  | 17.5188 | 0 | -17.5188 | 0 | 0 | 17.5188 | 78.6376 | 0 | 0 | 0 | 0 | 0 | 17.5188 | 28.7866 | 0
|  |  | 14.3414 | 0 | -14.3414 | 0 | 0 | 14.3414 | 62.7027 | 0 | 0 | 0 | 0 | 0 | 14.3414 | 12.8517 | 0
|  |  | 11.6673 | 0.32041 | -11.3469 | 0.10073 | 0 | 11.3469 | 50.0951 | 0.32041 | 0 | 0 | 0.10073 | 0 | 11.5665 | 0 | 0.32041
|  |  | 9.167 | 118.0715 | 108.9045 | 37.1188 | 108.9045 | 0 | 148.1092 | 9.167 | 0 | 27.9518 | 9.167 | 0 | 0 | 0 | 9.167
|  |  | 7.1962 | 330.0235 | 322.8272 | 103.7513 | 260.5667 | 0 | 382.6192 | 69.4568 | 62.2605 | 96.555 | 7.1962 | 0 | 0 | 0 | 69.4568
|  |  | 6.03 | 528.6784 | 522.6483 | 166.2035 | 0 | 0 | 382.6192 | 528.6784 | 522.6483 | 160.1735 | 6.03 | 0 | 0 | 0 | 528.6784
|  |  | 6.0645 | 685.84 | 679.7755 | 215.6112 | 0 | 0 | 382.6192 | 685.84 | 679.7755 | 209.5468 | 6.0645 | 0 | 0 | 0 | 685.84
|  |  | 6.9622 | 789.9736 | 783.0114 | 248.3483 | 0 | 0 | 382.6192 | 789.9736 | 783.0114 | 241.3861 | 6.9622 | 0 | 0 | 0 | 789.9736
|  |  | 9.2104 | 834.2705 | 825.06 | 262.2741 | 0 | 0 | 382.6192 | 834.2705 | 825.06 | 253.0637 | 9.2104 | 0 | 0 | 0 | 834.2705
|  |  | 12.2202 | 821.454 | 809.2338 | 258.245 | 0 | 0 | 382.6192 | 821.454 | 809.2338 | 246.0247 | 12.2202 | 0 | 0 | 0 | 821.454
|  |  | 15.3949 | 751.3641 | 735.9692 | 236.2104 | 0 | 0 | 382.6192 | 751.3641 | 735.9692 | 148.776 | 15.3949 | 72.0394 | 0 | 64.8355 | 751.3641
|  |  | 18.6761 | 623.2797 | 604.6036 | 195.9438 | 0 | 0 | 382.6192 | 623.2797 | 604.6036 | 0 | 18.6761 | 177.2677 | 0 | 224.3765 | 623.2797
|  |  | 22.1391 | 446.8934 | 424.7543 | 140.4923 | 0 | 0 | 382.6192 | 446.8934 | 424.7543 | 0 | 22.1391 | 118.3532 | 0 | 330.8943 | 446.8934
|  |  | 26.0591 | 245.3548 | 219.2957 | 77.1335 | 0 | 0 | 382.6192 | 245.3548 | 219.2957 | 0 | 26.0591 | 51.0744 | 0 | 376.8613 | 245.3548
|  |  | 29.8278 | 14.018 | -15.8098 | 4.4069 | 0 | 15.8098 | 365.0528 | 14.018 | 0 | 0 | 4.4069 | 0 | 25.4209 | 348.6158 | 14.018
|  |  | 32.3465 | 0 | -32.3465 | 0 | 0 | 32.3465 | 329.1122 | 0 | 0 | 0 | 0 | 0 | 32.3465 | 312.6753 | 0
|  |  | 33.6507 | 0 | -33.6507 | 0 | 0 | 33.6507 | 291.7225 | 0 | 0 | 0 | 0 | 0 | 33.6507 | 275.2856 | 0
|  |  | 34.0882 | 0 | -34.0882 | 0 | 0 | 34.0882 | 253.8468 | 0 | 0 | 0 | 0 | 0 | 34.0882 | 237.4098 | 0
|  |  | 33.501 | 0 | -33.501 | 0 | 0 | 33.501 | 216.6235 | 0 | 0 | 0 | 0 | 0 | 33.501 | 200.1865 | 0
|  |  | 32.1465 | 0 | -32.1465 | 0 | 0 | 32.1465 | 180.9051 | 0 | 0 | 0 | 0 | 0 | 32.1465 | 164.4682 | 0
|  |  | 30.2465 | 0 | -30.2465 | 0 | 0 | 30.2465 | 147.298 | 0 | 0 | 0 | 0 | 0 | 30.2465 | 130.861 | 0
|  |  | 28.1491 | 0 | -28.1491 | 0 | 0 | 28.1491 | 116.0212 | 0 | 0 | 0 | 0 | 0 | 28.1491 | 99.5842 | 0
|  |  | 25.2107 | 0 | -25.2107 | 0 | 0 | 25.2107 | 88.0093 | 0 | 0 | 0 | 0 | 0 | 25.2107 | 71.5723 | 0
|  |  | 21.4417 | 0 | -21.4417 | 0 | 0 | 21.4417 | 64.1852 | 0 | 0 | 0 | 0 | 0 | 21.4417 | 47.7483 | 0
|  |  | 17.5188 | 0 | -17.5188 | 0 | 0 | 17.5188 | 44.7198 | 0 | 0 | 0 | 0 | 0 | 17.5188 | 28.2829 | 0
|  |  | 14.3414 | 0 | -14.3414 | 0 | 0 | 14.3414 | 28.785 | 0 | 0 | 0 | 0 | 0 | 14.3414 | 12.3481 | 0
|  |  | 11.6673 | 1.7623 | -9.905 | 0.55401 | 0 | 9.905 | 17.7794 | 1.7623 | 0 | 0 | 0.55401 | 0 | 11.1133 | 0 | 1.7623
|  |  | 9.167 | 148.11 | 138.9431 | 46.5622 | 138.9431 | 0 | 142.8282 | 9.167 | 0 | 37.3952 | 9.167 | 0 | 0 | 0 | 9.167
|  |  | 7.1962 | 406.6017 | 399.4055 | 127.8256 | 266.4345 | 0 | 382.6192 | 140.1672 | 132.971 | 120.6294 | 7.1962 | 0 | 0 | 0 | 140.1672
|  |  | 6.03 | 549.1847 | 543.1547 | 172.6502 | 0 | 0 | 382.6192 | 549.1847 | 543.1547 | 166.6202 | 6.03 | 0 | 0 | 0 | 549.1847
|  |  | 6.0645 | 603.0938 | 597.0294 | 189.5979 | 0 | 0 | 382.6192 | 603.0938 | 597.0294 | 144.5054 | 6.0645 | 39.028 | 0 | 35.1252 | 603.0938
|  |  | 6.9622 | 582.2671 | 575.3049 | 183.0505 | 0 | 0 | 382.6192 | 582.2671 | 575.3049 | 0 | 6.9622 | 176.0883 | 0 | 193.6047 | 582.2671
|  |  | 9.2104 | 390.5812 | 381.3707 | 122.7891 | 0 | 0 | 382.6192 | 390.5812 | 381.3707 | 0 | 9.2104 | 113.5787 | 0 | 295.8255 | 390.5812
|  |  | 12.2202 | 339.8761 | 327.6559 | 106.8487 | 0 | 0 | 382.6192 | 339.8761 | 327.6559 | 0 | 12.2202 | 94.6285 | 0 | 380.9911 | 339.8761
|  |  | 15.3949 | 81.3844 | 65.9895 | 25.5853 | 0 | 0 | 382.6192 | 81.3844 | 65.9895 | 0 | 15.3949 | 10.1903 | 0 | 390.1624 | 81.3844
|  |  | 18.6761 | 58.7153 | 40.0392 | 18.4587 | 0 | 0 | 382.6192 | 58.7153 | 40.0392 | 0 | 18.4587 | 0 | 0.21743 | 389.9208 | 58.7153
|  |  | 22.1391 | 42.6147 | 20.4756 | 13.397 | 0 | 0 | 382.6192 | 42.6147 | 20.4756 | 0 | 13.397 | 0 | 8.7421 | 380.2074 | 42.6147
|  |  | 26.0591 | 23.6303 | -2.4288 | 7.4288 | 0 | 2.4288 | 379.9206 | 23.6303 | 0 | 0 | 7.4288 | 0 | 18.6303 | 359.507 | 23.6303
|  |  | 29.8278 | 5.3669 | -24.4609 | 1.6872 | 0 | 24.4609 | 352.7417 | 5.3669 | 0 | 0 | 1.6872 | 0 | 28.1406 | 328.2396 | 5.3669
|  |  | 32.3465 | 0 | -32.3465 | 0 | 0 | 32.3465 | 316.8012 | 0 | 0 | 0 | 0 | 0 | 32.3465 | 292.2991 | 0
|  |  | 33.6507 | 0 | -33.6507 | 0 | 0 | 33.6507 | 279.4115 | 0 | 0 | 0 | 0 | 0 | 33.6507 | 254.9094 | 0
|  |  | 34.0882 | 0 | -34.0882 | 0 | 0 | 34.0882 | 241.5358 | 0 | 0 | 0 | 0 | 0 | 34.0882 | 217.0337 | 0
|  |  | 33.501 | 0 | -33.501 | 0 | 0 | 33.501 | 204.3125 | 0 | 0 | 0 | 0 | 0 | 33.501 | 179.8104 | 0
|  |  | 32.1465 | 0 | -32.1465 | 0 | 0 | 32.1465 | 168.5941 | 0 | 0 | 0 | 0 | 0 | 32.1465 | 144.092 | 0
|  |  | 24.0861 | 0 | -24.0861 | 0 | 0 | 24.0861 | 141.8318 | 0 | 0 | 0 | 0 | 0 | 24.0861 | 117.3297 | 0
|  |  | 22.6294 | 0 | -22.6294 | 0 | 0 | 22.6294 | 116.688 | 0 | 0 | 0 | 0 | 0 | 22.6294 | 92.186 | 0
|  |  | 20.8758 | 0 | -20.8758 | 0 | 0 | 20.8758 | 93.4928 | 0 | 0 | 0 | 0 | 0 | 20.8758 | 68.9907 | 0
|  |  | 18.9345 | 0 | -18.9345 | 0 | 0 | 18.9345 | 72.4544 | 0 | 0 | 0 | 0 | 0 | 18.9345 | 47.9523 | 0
|  |  | 15.4144 | 0 | -15.4144 | 0 | 0 | 15.4144 | 55.3273 | 0 | 0 | 0 | 0 | 0 | 15.4144 | 30.8252 | 0
|  |  | 11.7376 | 0 | -11.7376 | 0 | 0 | 11.7376 | 42.2855 | 0 | 0 | 0 | 0 | 0 | 11.7376 | 17.7834 | 0
|  |  | 16.1057 | 0.32041 | -15.7853 | 0.10073 | 0 | 15.7853 | 24.7462 | 0.32041 | 0 | 0 | 0.10073 | 0 | 16.005 | 0 | 0.32041
|  |  | 19.9504 | 78.3405 | 58.3901 | 24.6283 | 58.3901 | 0 | 77.2973 | 19.9504 | 0 | 4.678 | 19.9504 | 0 | 0 | 0 | 19.9504
|  |  | 26.3005 | 173.6628 | 147.3623 | 54.5953 | 147.3623 | 0 | 209.9234 | 26.3005 | 0 | 28.2948 | 26.3005 | 0 | 0 | 0 | 26.3005
|  |  | 31.0713 | 321.3724 | 290.3011 | 101.0316 | 191.8843 | 0 | 382.6192 | 129.4881 | 98.4168 | 69.9603 | 31.0713 | 0 | 0 | 0 | 129.4881
|  |  | 33.2435 | 447.8546 | 414.6111 | 140.7945 | 0 | 0 | 382.6192 | 447.8546 | 414.6111 | 107.551 | 33.2435 | 0 | 0 | 0 | 447.8546
|  |  | 33.9264 | 427.5085 | 393.5821 | 134.3982 | 0 | 0 | 382.6192 | 427.5085 | 393.5821 | 100.4717 | 33.9264 | 0 | 0 | 0 | 427.5085
|  |  | 35.3688 | 438.5627 | 403.1939 | 137.8733 | 0 | 0 | 382.6192 | 438.5627 | 403.1939 | 16.4858 | 35.3688 | 86.0188 | 0 | 77.4169 | 438.5627
|  |  | 34.1685 | 438.1622 | 403.9937 | 137.7474 | 0 | 0 | 382.6192 | 438.1622 | 403.9937 | 0 | 34.1685 | 103.5789 | 0 | 170.6379 | 438.1622
|  |  | 35.1159 | 421.661 | 386.5451 | 132.5599 | 0 | 0 | 382.6192 | 421.661 | 386.5451 | 0 | 35.1159 | 97.444 | 0 | 258.3375 | 421.661
|  |  | 40.4938 | 378.4055 | 337.9117 | 118.9614 | 0 | 0 | 382.6192 | 378.4055 | 337.9117 | 0 | 40.4938 | 78.4676 | 0 | 328.9583 | 378.4055
|  |  | 46.2897 | 253.8457 | 207.556 | 79.8029 | 0 | 0 | 382.6192 | 253.8457 | 207.556 | 0 | 46.2897 | 33.5132 | 0 | 359.1201 | 253.8457
|  |  | 46.7678 | 73.4542 | 26.6865 | 23.0922 | 0 | 0 | 382.6192 | 73.4542 | 26.6865 | 0 | 23.0922 | 0 | 23.6756 | 332.814 | 73.4542
|  |  | 41.1187 | 4.646 | -36.4727 | 1.4606 | 0 | 36.4727 | 342.094 | 4.646 | 0 | 0 | 1.4606 | 0 | 39.6581 | 288.7494 | 4.646
|  |  | 30.6708 | 0 | -30.6708 | 0 | 0 | 30.6708 | 308.0154 | 0 | 0 | 0 | 0 | 0 | 30.6708 | 254.6708 | 0
|  |  | 23.3615 | 0 | -23.3615 | 0 | 0 | 23.3615 | 282.0581 | 0 | 0 | 0 | 0 | 0 | 23.3615 | 228.7135 | 0
|  |  | 23.6941 | 0 | -23.6941 | 0 | 0 | 23.6941 | 255.7313 | 0 | 0 | 0 | 0 | 0 | 23.6941 | 202.3867 | 0
|  |  | 24.2768 | 0 | -24.2768 | 0 | 0 | 24.2768 | 228.757 | 0 | 0 | 0 | 0 | 0 | 24.2768 | 175.4124 | 0
|  |  | 24.5562 | 0 | -24.5562 | 0 | 0 | 24.5562 | 201.4724 | 0 | 0 | 0 | 0 | 0 | 24.5562 | 148.1278 | 0
|  |  | 24.0861 | 0 | -24.0861 | 0 | 0 | 24.0861 | 174.7101 | 0 | 0 | 0 | 0 | 0 | 24.0861 | 121.3655 | 0
|  |  | 22.6294 | 0 | -22.6294 | 0 | 0 | 22.6294 | 149.5663 | 0 | 0 | 0 | 0 | 0 | 22.6294 | 96.2217 | 0
|  |  | 20.8758 | 0 | -20.8758 | 0 | 0 | 20.8758 | 126.371 | 0 | 0 | 0 | 0 | 0 | 20.8758 | 73.0264 | 0
|  |  | 18.9345 | 0 | -18.9345 | 0 | 0 | 18.9345 | 105.3327 | 0 | 0 | 0 | 0 | 0 | 18.9345 | 51.9881 | 0
|  |  | 15.4144 | 0 | -15.4144 | 0 | 0 | 15.4144 | 88.2056 | 0 | 0 | 0 | 0 | 0 | 15.4144 | 34.861 | 0
|  |  | 11.7376 | 0 | -11.7376 | 0 | 0 | 11.7376 | 75.1637 | 0 | 0 | 0 | 0 | 0 | 11.7376 | 21.8192 | 0
|  |  | 16.1057 | 0.32041 | -15.7853 | 0.10073 | 0 | 15.7853 | 57.6245 | 0.32041 | 0 | 0 | 0.10073 | 0 | 16.005 | 4.0358 | 0.32041
|  |  | 19.9504 | 51.9066 | 31.9562 | 16.3182 | 31.9562 | 0 | 86.3851 | 19.9504 | 0 | 0 | 16.3182 | 0 | 3.6322 | 0 | 19.9504
|  |  | 26.3005 | 195.2906 | 168.9901 | 61.3946 | 168.9901 | 0 | 238.4761 | 26.3005 | 0 | 35.094 | 26.3005 | 0 | 0 | 0 | 26.3005
|  |  | 31.0713 | 299.3441 | 268.2728 | 94.1064 | 160.159 | 0 | 382.6192 | 139.1851 | 108.1138 | 63.0351 | 31.0713 | 0 | 0 | 0 | 139.1851
|  |  | 33.2435 | 443.7694 | 410.5259 | 139.5102 | 0 | 0 | 382.6192 | 443.7694 | 410.5259 | 106.2667 | 33.2435 | 0 | 0 | 0 | 443.7694
|  |  | 33.9264 | 494.4745 | 460.548 | 155.4506 | 0 | 0 | 382.6192 | 494.4745 | 460.548 | 120.4218 | 33.9264 | 1.1024 | 0 | 0.99213 | 494.4745
|  |  | 35.3688 | 529.3993 | 494.0305 | 166.4301 | 0 | 0 | 382.6192 | 529.3993 | 494.0305 | 0 | 35.3688 | 131.0613 | 0 | 118.9473 | 529.3993
|  |  | 34.1685 | 403.7981 | 369.6296 | 126.9442 | 0 | 0 | 382.6192 | 403.7981 | 369.6296 | 0 | 34.1685 | 92.7757 | 0 | 202.4454 | 403.7981
|  |  | 35.1159 | 384.8138 | 349.6979 | 120.976 | 0 | 0 | 382.6192 | 384.8138 | 349.6979 | 0 | 35.1159 | 85.8601 | 0 | 279.7195 | 384.8138
|  |  | 40.4938 | 374.4004 | 333.9066 | 117.7023 | 0 | 0 | 382.6192 | 374.4004 | 333.9066 | 0 | 40.4938 | 77.2084 | 0 | 349.2071 | 374.4004
|  |  | 46.2897 | 179.5103 | 133.2207 | 56.4336 | 0 | 0 | 382.6192 | 179.5103 | 133.2207 | 0 | 46.2897 | 10.144 | 0 | 358.3367 | 179.5103
|  |  | 46.7678 | 74.4956 | 27.7278 | 23.4196 | 0 | 0 | 382.6192 | 74.4956 | 27.7278 | 0 | 23.4196 | 0 | 23.3482 | 332.3943 | 74.4956
|  |  | 41.1187 | 4.2454 | -36.8732 | 1.3347 | 0 | 36.8732 | 341.649 | 4.2454 | 0 | 0 | 1.3347 | 0 | 39.784 | 288.1898 | 4.2454
|  |  | 30.6708 | 0 | -30.6708 | 0 | 0 | 30.6708 | 307.5704 | 0 | 0 | 0 | 0 | 0 | 30.6708 | 254.1112 | 0
|  |  | 23.3615 | 0 | -23.3615 | 0 | 0 | 23.3615 | 281.6131 | 0 | 0 | 0 | 0 | 0 | 23.3615 | 228.1539 | 0
|  |  | 23.6941 | 0 | -23.6941 | 0 | 0 | 23.6941 | 255.2863 | 0 | 0 | 0 | 0 | 0 | 23.6941 | 201.8271 | 0
|  |  | 24.2768 | 0 | -24.2768 | 0 | 0 | 24.2768 | 228.312 | 0 | 0 | 0 | 0 | 0 | 24.2768 | 174.8528 | 0
|  |  | 24.5562 | 0 | -24.5562 | 0 | 0 | 24.5562 | 201.0274 | 0 | 0 | 0 | 0 | 0 | 24.5562 | 147.5682 | 0
|  |  | 24.0861 | 0 | -24.0861 | 0 | 0 | 24.0861 | 174.2651 | 0 | 0 | 0 | 0 | 0 | 24.0861 | 120.8059 | 0
|  |  | 22.6294 | 0 | -22.6294 | 0 | 0 | 22.6294 | 149.1213 | 0 | 0 | 0 | 0 | 0 | 22.6294 | 95.6621 | 0
|  |  | 20.8758 | 0 | -20.8758 | 0 | 0 | 20.8758 | 125.926 | 0 | 0 | 0 | 0 | 0 | 20.8758 | 72.4668 | 0
|  |  | 18.9345 | 0 | -18.9345 | 0 | 0 | 18.9345 | 104.8877 | 0 | 0 | 0 | 0 | 0 | 18.9345 | 51.4285 | 0
|  |  | 15.4144 | 0 | -15.4144 | 0 | 0 | 15.4144 | 87.7605 | 0 | 0 | 0 | 0 | 0 | 15.4144 | 34.3014 | 0
|  |  | 11.7376 | 0 | -11.7376 | 0 | 0 | 11.7376 | 74.7187 | 0 | 0 | 0 | 0 | 0 | 11.7376 | 21.2595 | 0
|  |  | 16.1057 | 0.40051 | -15.7052 | 0.12591 | 0 | 15.7052 | 57.2685 | 0.40051 | 0 | 0 | 0.12591 | 0 | 15.9798 | 3.5042 | 0.40051
|  |  | 19.9504 | 53.4286 | 33.4782 | 16.7966 | 33.4782 | 0 | 87.3988 | 19.9504 | 0 | 0 | 16.7966 | 0 | 3.1538 | 0 | 19.9504
|  |  | 26.3005 | 150.0325 | 123.732 | 47.1665 | 123.732 | 0 | 198.7576 | 26.3005 | 0 | 20.866 | 26.3005 | 0 | 0 | 0 | 26.3005
|  |  | 31.0713 | 270.9877 | 239.9164 | 85.1919 | 204.2907 | 0 | 382.6192 | 66.697 | 35.6257 | 54.1206 | 31.0713 | 0 | 0 | 0 | 66.697
|  |  | 33.2435 | 278.197 | 244.9534 | 87.4583 | 0 | 0 | 382.6192 | 278.197 | 244.9534 | 23.2934 | 33.2435 | 30.9214 | 0 | 27.8292 | 278.197
|  |  | 33.9264 | 353.5737 | 319.6472 | 111.1549 | 0 | 0 | 382.6192 | 353.5737 | 319.6472 | 0 | 33.9264 | 77.2284 | 0 | 97.3348 | 353.5737
|  |  | 35.3688 | 370.3953 | 335.0265 | 116.4432 | 0 | 0 | 382.6192 | 370.3953 | 335.0265 | 0 | 35.3688 | 81.0744 | 0 | 170.3018 | 370.3953
|  |  | 34.1685 | 349.7287 | 315.5602 | 109.9461 | 0 | 0 | 382.6192 | 349.7287 | 315.5602 | 0 | 34.1685 | 75.7776 | 0 | 238.5016 | 349.7287
|  |  | 35.1159 | 348.0466 | 312.9307 | 109.4173 | 0 | 0 | 382.6192 | 348.0466 | 312.9307 | 0 | 35.1159 | 74.3014 | 0 | 305.3729 | 348.0466
|  |  | 40.4938 | 258.4116 | 217.9177 | 81.2382 | 0 | 0 | 382.6192 | 258.4116 | 217.9177 | 0 | 40.4938 | 40.7444 | 0 | 342.0428 | 258.4116
|  |  | 46.2897 | 179.5904 | 133.3008 | 56.4588 | 0 | 0 | 382.6192 | 179.5904 | 133.3008 | 0 | 46.2897 | 10.1691 | 0 | 351.1951 | 179.5904
|  |  | 46.7678 | 84.5885 | 37.8208 | 26.5926 | 0 | 0 | 382.6192 | 84.5885 | 37.8208 | 0 | 26.5926 | 0 | 20.1752 | 328.7782 | 84.5885
|  |  | 41.1187 | 4.646 | -36.4727 | 1.4606 | 0 | 36.4727 | 342.094 | 4.646 | 0 | 0 | 1.4606 | 0 | 39.6581 | 284.7136 | 4.646
|  |  | 30.6708 | 0 | -30.6708 | 0 | 0 | 30.6708 | 308.0154 | 0 | 0 | 0 | 0 | 0 | 30.6708 | 250.635 | 0
|  |  | 23.3615 | 0 | -23.3615 | 0 | 0 | 23.3615 | 282.0581 | 0 | 0 | 0 | 0 | 0 | 23.3615 | 224.6777 | 0
|  |  | 23.6941 | 0 | -23.6941 | 0 | 0 | 23.6941 | 255.7313 | 0 | 0 | 0 | 0 | 0 | 23.6941 | 198.3509 | 0
|  |  | 24.2768 | 0 | -24.2768 | 0 | 0 | 24.2768 | 228.757 | 0 | 0 | 0 | 0 | 0 | 24.2768 | 171.3766 | 0
|  |  | 24.5562 | 0 | -24.5562 | 0 | 0 | 24.5562 | 201.4724 | 0 | 0 | 0 | 0 | 0 | 24.5562 | 144.092 | 0
|  |  | 24.0861 | 0 | -24.0861 | 0 | 0 | 24.0861 | 174.7101 | 0 | 0 | 0 | 0 | 0 | 24.0861 | 117.3297 | 0
|  |  | 22.6294 | 0 | -22.6294 | 0 | 0 | 22.6294 | 149.5663 | 0 | 0 | 0 | 0 | 0 | 22.6294 | 92.186 | 0
|  |  | 20.8758 | 0 | -20.8758 | 0 | 0 | 20.8758 | 126.371 | 0 | 0 | 0 | 0 | 0 | 20.8758 | 68.9907 | 0
|  |  | 18.9345 | 0 | -18.9345 | 0 | 0 | 18.9345 | 105.3327 | 0 | 0 | 0 | 0 | 0 | 18.9345 | 47.9523 | 0
|  |  | 15.4144 | 0 | -15.4144 | 0 | 0 | 15.4144 | 88.2056 | 0 | 0 | 0 | 0 | 0 | 15.4144 | 30.8252 | 0
|  |  | 11.7376 | 0 | -11.7376 | 0 | 0 | 11.7376 | 75.1637 | 0 | 0 | 0 | 0 | 0 | 11.7376 | 17.7834 | 0
|  |  | 16.1057 | 0.32041 | -15.7853 | 0.10073 | 0 | 15.7853 | 57.6245 | 0.32041 | 0 | 0 | 0.10073 | 0 | 16.005 | 0 | 0.32041
|  |  | 19.9504 | 132.8905 | 112.9401 | 41.7775 | 112.9401 | 0 | 159.2706 | 19.9504 | 0 | 21.8271 | 19.9504 | 0 | 0 | 0 | 19.9504
|  |  | 26.3005 | 358.2196 | 331.9191 | 112.6155 | 248.1652 | 0 | 382.6192 | 110.0545 | 83.754 | 86.3149 | 26.3005 | 0 | 0 | 0 | 110.0545
|  |  | 31.0713 | 566.7272 | 535.6559 | 178.1651 | 0 | 0 | 382.6192 | 566.7272 | 535.6559 | 147.0938 | 31.0713 | 0 | 0 | 0 | 566.7272
|  |  | 33.2435 | 734.6226 | 701.3791 | 230.9473 | 0 | 0 | 382.6192 | 734.6226 | 701.3791 | 197.7038 | 33.2435 | 0 | 0 | 0 | 734.6226
|  |  | 33.9264 | 853.5752 | 819.6488 | 268.3431 | 0 | 0 | 382.6192 | 853.5752 | 819.6488 | 234.4166 | 33.9264 | 0 | 0 | 0 | 853.5752
|  |  | 35.3688 | 911.6497 | 876.281 | 286.6003 | 0 | 0 | 382.6192 | 911.6497 | 876.281 | 251.2315 | 35.3688 | 0 | 0 | 0 | 911.6497
|  |  | 34.1685 | 909.487 | 875.3184 | 285.9204 | 0 | 0 | 382.6192 | 909.487 | 875.3184 | 251.7518 | 34.1685 | 0 | 0 | 0 | 909.487
|  |  | 35.1159 | 849.49 | 814.3741 | 267.0588 | 0 | 0 | 382.6192 | 849.49 | 814.3741 | 215.7647 | 35.1159 | 16.1782 | 0 | 14.5604 | 849.49
|  |  | 40.4938 | 717.9612 | 677.4674 | 225.7094 | 0 | 0 | 382.6192 | 717.9612 | 677.4674 | 0 | 40.4938 | 185.2155 | 0 | 181.2544 | 717.9612
|  |  | 46.2897 | 516.8231 | 470.5335 | 162.4765 | 0 | 0 | 382.6192 | 516.8231 | 470.5335 | 0 | 46.2897 | 116.1868 | 0 | 285.8225 | 516.8231
|  |  | 46.7678 | 278.0368 | 231.269 | 87.4079 | 0 | 0 | 382.6192 | 278.0368 | 231.269 | 0 | 46.7678 | 40.6402 | 0 | 322.3986 | 278.0368
|  |  | 41.1187 | 22.8293 | -18.2894 | 7.177 | 0 | 18.2894 | 362.2977 | 22.8293 | 0 | 0 | 7.177 | 0 | 33.9417 | 284.6856 | 22.8293
|  |  | 30.6708 | 0 | -30.6708 | 0 | 0 | 30.6708 | 328.2191 | 0 | 0 | 0 | 0 | 0 | 30.6708 | 250.607 | 0
|  |  | 23.3615 | 0 | -23.3615 | 0 | 0 | 23.3615 | 302.2618 | 0 | 0 | 0 | 0 | 0 | 23.3615 | 224.6498 | 0
|  |  | 23.6941 | 0 | -23.6941 | 0 | 0 | 23.6941 | 275.935 | 0 | 0 | 0 | 0 | 0 | 23.6941 | 198.3229 | 0
|  |  | 24.2768 | 0 | -24.2768 | 0 | 0 | 24.2768 | 248.9607 | 0 | 0 | 0 | 0 | 0 | 24.2768 | 171.3487 | 0
|  |  | 24.5562 | 0 | -24.5562 | 0 | 0 | 24.5562 | 221.6761 | 0 | 0 | 0 | 0 | 0 | 24.5562 | 144.0641 | 0
|  |  | 24.0861 | 0 | -24.0861 | 0 | 0 | 24.0861 | 194.9138 | 0 | 0 | 0 | 0 | 0 | 24.0861 | 117.3017 | 0
|  |  | 22.6294 | 0 | -22.6294 | 0 | 0 | 22.6294 | 169.77 | 0 | 0 | 0 | 0 | 0 | 22.6294 | 92.158 | 0
|  |  | 20.8758 | 0 | -20.8758 | 0 | 0 | 20.8758 | 146.5747 | 0 | 0 | 0 | 0 | 0 | 20.8758 | 68.9627 | 0
|  |  | 18.9345 | 0 | -18.9345 | 0 | 0 | 18.9345 | 125.5364 | 0 | 0 | 0 | 0 | 0 | 18.9345 | 47.9243 | 0
|  |  | 15.4144 | 0 | -15.4144 | 0 | 0 | 15.4144 | 108.4093 | 0 | 0 | 0 | 0 | 0 | 15.4144 | 30.7972 | 0
|  |  | 11.7376 | 0 | -11.7376 | 0 | 0 | 11.7376 | 95.3674 | 0 | 0 | 0 | 0 | 0 | 11.7376 | 17.7554 | 0
|  |  | 16.1057 | 0.40051 | -15.7052 | 0.12591 | 0 | 15.7052 | 77.9172 | 0.40051 | 0 | 0 | 0.12591 | 0 | 15.9798 | 0 | 0.40051
|  |  | 19.9504 | 114.6271 | 94.6767 | 36.0359 | 94.6767 | 0 | 163.1262 | 19.9504 | 0 | 16.0856 | 19.9504 | 0 | 0 | 0 | 19.9504
|  |  | 26.3005 | 310.7988 | 284.4983 | 97.7075 | 243.8811 | 0 | 382.6192 | 66.9176 | 40.6171 | 71.407 | 26.3005 | 0 | 0 | 0 | 66.9176
|  |  | 31.0713 | 491.3505 | 460.2792 | 154.4685 | 0 | 0 | 382.6192 | 491.3505 | 460.2792 | 123.3972 | 31.0713 | 0 | 0 | 0 | 491.3505
|  |  | 33.2435 | 638.5794 | 605.3358 | 200.7537 | 0 | 0 | 382.6192 | 638.5794 | 605.3358 | 167.5101 | 33.2435 | 0 | 0 | 0 | 638.5794
|  |  | 33.9264 | 737.5864 | 703.66 | 231.879 | 0 | 0 | 382.6192 | 737.5864 | 703.66 | 197.9526 | 33.9264 | 0 | 0 | 0 | 737.5864
|  |  | 35.3688 | 786.2889 | 750.9201 | 247.1899 | 0 | 0 | 382.6192 | 786.2889 | 750.9201 | 211.8211 | 35.3688 | 0 | 0 | 0 | 786.2889
|  |  | 34.1685 | 774.4337 | 740.2651 | 243.4629 | 0 | 0 | 382.6192 | 774.4337 | 740.2651 | 209.2944 | 34.1685 | 0 | 0 | 0 | 774.4337
|  |  | 35.1159 | 702.181 | 667.0651 | 220.7484 | 0 | 0 | 382.6192 | 702.181 | 667.0651 | 42.9107 | 35.1159 | 142.7218 | 0 | 128.4496 | 702.181
|  |  | 40.4938 | 582.5074 | 542.0136 | 183.126 | 0 | 0 | 382.6192 | 582.5074 | 542.0136 | 0 | 40.4938 | 142.6322 | 0 | 256.8186 | 582.5074
|  |  | 46.2897 | 413.6508 | 367.3611 | 130.0416 | 0 | 0 | 382.6192 | 413.6508 | 367.3611 | 0 | 46.2897 | 83.752 | 0 | 332.1953 | 413.6508
|  |  | 46.7678 | 224.5281 | 177.7603 | 70.5861 | 0 | 0 | 382.6192 | 224.5281 | 177.7603 | 0 | 46.7678 | 23.8183 | 0 | 353.6319 | 224.5281
|  |  | 41.1187 | 12.1756 | -28.9431 | 3.8277 | 0 | 28.9431 | 350.4603 | 12.1756 | 0 | 0 | 3.8277 | 0 | 37.291 | 312.1974 | 12.1756
|  |  | 30.6708 | 0 | -30.6708 | 0 | 0 | 30.6708 | 316.3817 | 0 | 0 | 0 | 0 | 0 | 30.6708 | 278.1188 | 0
|  |  | 23.3615 | 0 | -23.3615 | 0 | 0 | 23.3615 | 290.4244 | 0 | 0 | 0 | 0 | 0 | 23.3615 | 252.1616 | 0
|  |  | 23.6941 | 0 | -23.6941 | 0 | 0 | 23.6941 | 264.0976 | 0 | 0 | 0 | 0 | 0 | 23.6941 | 225.8348 | 0
|  |  | 24.2768 | 0 | -24.2768 | 0 | 0 | 24.2768 | 237.1233 | 0 | 0 | 0 | 0 | 0 | 24.2768 | 198.8605 | 0
|  |  | 24.5562 | 0 | -24.5562 | 0 | 0 | 24.5562 | 209.8387 | 0 | 0 | 0 | 0 | 0 | 24.5562 | 171.5759 | 0
|  |  | 30.2465 | 0 | -30.2465 | 0 | 0 | 30.2465 | 176.2315 | 0 | 0 | 0 | 0 | 0 | 30.2465 | 137.9687 | 0
|  |  | 28.1491 | 0 | -28.1491 | 0 | 0 | 28.1491 | 144.9547 | 0 | 0 | 0 | 0 | 0 | 28.1491 | 106.6919 | 0
|  |  | 25.2107 | 0 | -25.2107 | 0 | 0 | 25.2107 | 116.9429 | 0 | 0 | 0 | 0 | 0 | 25.2107 | 78.68 | 0
|  |  | 21.4417 | 0 | -21.4417 | 0 | 0 | 21.4417 | 93.1188 | 0 | 0 | 0 | 0 | 0 | 21.4417 | 54.856 | 0
|  |  | 17.5188 | 0 | -17.5188 | 0 | 0 | 17.5188 | 73.6534 | 0 | 0 | 0 | 0 | 0 | 17.5188 | 35.3906 | 0
|  |  | 14.3414 | 0 | -14.3414 | 0 | 0 | 14.3414 | 57.7186 | 0 | 0 | 0 | 0 | 0 | 14.3414 | 19.4557 | 0
|  |  | 11.6673 | 0.40051 | -11.2667 | 0.12591 | 0 | 11.2667 | 45.2 | 0.40051 | 0 | 0 | 0.12591 | 0 | 11.5414 | 6.632 | 0.40051
|  |  | 9.167 | 10.1731 | 1.0061 | 3.1982 | 1.0061 | 0 | 46.1054 | 9.167 | 0 | 0 | 3.1982 | 0 | 5.9688 | 0 | 9.167
|  |  | 7.1962 | 78.1002 | 70.904 | 24.5528 | 70.904 | 0 | 109.919 | 7.1962 | 0 | 17.3566 | 7.1962 | 0 | 0 | 0 | 7.1962
|  |  | 6.03 | 277.7163 | 271.6863 | 87.3072 | 271.6863 | 0 | 354.4367 | 6.03 | 0 | 81.2772 | 6.03 | 0 | 0 | 0 | 6.03
|  |  | 6.0645 | 272.9903 | 266.9258 | 85.8214 | 31.3139 | 0 | 382.6192 | 241.6764 | 235.6119 | 79.757 | 6.0645 | 0 | 0 | 0 | 241.6764
|  |  | 6.9622 | 110.3015 | 103.3393 | 34.6761 | 0 | 0 | 382.6192 | 110.3015 | 103.3393 | 27.7139 | 6.9622 | 0 | 0 | 0 | 110.3015
|  |  | 9.2104 | 278.998 | 269.7876 | 87.7101 | 0 | 0 | 382.6192 | 278.998 | 269.7876 | 23.9432 | 9.2104 | 54.5564 | 0 | 49.1008 | 278.998
|  |  | 12.2202 | 108.299 | 96.0787 | 34.0465 | 0 | 0 | 382.6192 | 108.299 | 96.0787 | 0 | 12.2202 | 21.8263 | 0 | 68.7445 | 108.299
|  |  | 15.3949 | 303.8298 | 288.4349 | 95.5166 | 0 | 0 | 382.6192 | 303.8298 | 288.4349 | 0 | 15.3949 | 80.1217 | 0 | 140.854 | 303.8298
|  |  | 18.6761 | 436.5602 | 417.8841 | 137.2438 | 0 | 0 | 382.6192 | 436.5602 | 417.8841 | 0 | 18.6761 | 118.5677 | 0 | 247.5649 | 436.5602
|  |  | 22.1391 | 328.4214 | 306.2823 | 103.2476 | 0 | 0 | 382.6192 | 328.4214 | 306.2823 | 0 | 22.1391 | 81.1085 | 0 | 320.5626 | 328.4214
|  |  | 26.0591 | 231.3368 | 205.2777 | 72.7266 | 0 | 0 | 382.6192 | 231.3368 | 205.2777 | 0 | 26.0591 | 46.6675 | 0 | 362.5633 | 231.3368
|  |  | 29.8278 | 56.3924 | 26.5645 | 17.7284 | 0 | 0 | 382.6192 | 56.3924 | 26.5645 | 0 | 17.7284 | 0 | 12.0995 | 349.1195 | 56.3924
|  |  | 32.3465 | 0 | -32.3465 | 0 | 0 | 32.3465 | 346.6787 | 0 | 0 | 0 | 0 | 0 | 32.3465 | 313.1789 | 0
|  |  | 33.6507 | 0 | -33.6507 | 0 | 0 | 33.6507 | 309.289 | 0 | 0 | 0 | 0 | 0 | 33.6507 | 275.7893 | 0
|  |  | 34.0882 | 0 | -34.0882 | 0 | 0 | 34.0882 | 271.4133 | 0 | 0 | 0 | 0 | 0 | 34.0882 | 237.9135 | 0
|  |  | 33.501 | 0 | -33.501 | 0 | 0 | 33.501 | 234.19 | 0 | 0 | 0 | 0 | 0 | 33.501 | 200.6902 | 0
|  |  | 32.1465 | 0 | -32.1465 | 0 | 0 | 32.1465 | 198.4716 | 0 | 0 | 0 | 0 | 0 | 32.1465 | 164.9719 | 0
|  |  | 30.2465 | 0 | -30.2465 | 0 | 0 | 30.2465 | 164.8645 | 0 | 0 | 0 | 0 | 0 | 30.2465 | 131.3647 | 0
|  |  | 28.1491 | 0 | -28.1491 | 0 | 0 | 28.1491 | 133.5877 | 0 | 0 | 0 | 0 | 0 | 28.1491 | 100.0879 | 0
|  |  | 25.2107 | 0 | -25.2107 | 0 | 0 | 25.2107 | 105.5758 | 0 | 0 | 0 | 0 | 0 | 25.2107 | 72.076 | 0
|  |  | 21.4417 | 0 | -21.4417 | 0 | 0 | 21.4417 | 81.7517 | 0 | 0 | 0 | 0 | 0 | 21.4417 | 48.2519 | 0
|  |  | 17.5188 | 0 | -17.5188 | 0 | 0 | 17.5188 | 62.2863 | 0 | 0 | 0 | 0 | 0 | 17.5188 | 28.7866 | 0
|  |  | 14.3414 | 0 | -14.3414 | 0 | 0 | 14.3414 | 46.3515 | 0 | 0 | 0 | 0 | 0 | 14.3414 | 12.8517 | 0
|  |  | 11.6673 | 0.32041 | -11.3469 | 0.10073 | 0 | 11.3469 | 33.7439 | 0.32041 | 0 | 0 | 0.10073 | 0 | 11.5665 | 0 | 0.32041
|  |  | 9.167 | 81.3043 | 72.1374 | 25.5601 | 72.1374 | 0 | 98.6675 | 9.167 | 0 | 16.3931 | 9.167 | 0 | 0 | 0 | 9.167
|  |  | 7.1962 | 278.5174 | 271.3211 | 87.559 | 271.3211 | 0 | 342.8565 | 7.1962 | -2.5757e-14 | 80.3628 | 7.1962 | 0 | 0 | 0 | 7.1962
|  |  | 6.03 | 430.0718 | 424.0418 | 135.204 | 44.1808 | 0 | 382.6192 | 385.891 | 379.861 | 129.174 | 6.03 | 0 | 0 | 0 | 385.891
|  |  | 6.0645 | 485.2626 | 479.1982 | 152.5547 | 0 | 0 | 382.6192 | 485.2626 | 479.1982 | 146.4902 | 6.0645 | 0 | 0 | 0 | 485.2626
|  |  | 6.9622 | 535.8075 | 528.8453 | 168.4447 | 0 | 0 | 382.6192 | 535.8075 | 528.8453 | 161.4825 | 6.9622 | 0 | 0 | 0 | 535.8075
|  |  | 9.2104 | 573.1354 | 563.925 | 180.1797 | 0 | 0 | 382.6192 | 573.1354 | 563.925 | 170.9693 | 9.2104 | 0 | 0 | 0 | 573.1354
|  |  | 12.2202 | 529.159 | 516.9387 | 166.3546 | 0 | 0 | 382.6192 | 529.159 | 516.9387 | 45.1245 | 12.2202 | 109.0099 | 0 | 98.1089 | 529.159
|  |  | 15.3949 | 495.9964 | 480.6015 | 155.9291 | 0 | 0 | 382.6192 | 495.9964 | 480.6015 | 0 | 15.3949 | 140.5342 | 0 | 224.5896 | 495.9964
|  |  | 18.6761 | 417.1753 | 398.4992 | 131.1497 | 0 | 0 | 382.6192 | 417.1753 | 398.4992 | 0 | 18.6761 | 112.4736 | 0 | 325.8158 | 417.1753
|  |  | 22.1391 | 213.3137 | 191.1746 | 67.0606 | 0 | 0 | 382.6192 | 213.3137 | 191.1746 | 0 | 22.1391 | 44.9215 | 0 | 366.2452 | 213.3137
|  |  | 26.0591 | 65.2037 | 39.1445 | 20.4984 | 0 | 0 | 382.6192 | 65.2037 | 39.1445 | 0 | 20.4984 | 0 | 5.5607 | 360.0666 | 65.2037
|  |  | 29.8278 | 3.7648 | -26.063 | 1.1836 | 0 | 26.063 | 353.6604 | 3.7648 | 0 | 0 | 1.1836 | 0 | 28.6443 | 328.2396 | 3.7648
|  |  | 32.3465 | 0 | -32.3465 | 0 | 0 | 32.3465 | 317.7198 | 0 | 0 | 0 | 0 | 0 | 32.3465 | 292.2991 | 0
|  |  | 33.6507 | 0 | -33.6507 | 0 | 0 | 33.6507 | 280.3302 | 0 | 0 | 0 | 0 | 0 | 33.6507 | 254.9094 | 0
|  |  | 34.0882 | 0 | -34.0882 | 0 | 0 | 34.0882 | 242.4544 | 0 | 0 | 0 | 0 | 0 | 34.0882 | 217.0337 | 0
|  |  | 33.501 | 0 | -33.501 | 0 | 0 | 33.501 | 205.2311 | 0 | 0 | 0 | 0 | 0 | 33.501 | 179.8104 | 0
|  |  | 32.1465 | 0 | -32.1465 | 0 | 0 | 32.1465 | 169.5127 | 0 | 0 | 0 | 0 | 0 | 32.1465 | 144.092 | 0
|  |  | 24.0861 | 0 | -24.0861 | 0 | 0 | 24.0861 | 142.7504 | 0 | 0 | 0 | 0 | 0 | 24.0861 | 117.3297 | 0
|  |  | 22.6294 | 0 | -22.6294 | 0 | 0 | 22.6294 | 117.6067 | 0 | 0 | 0 | 0 | 0 | 22.6294 | 92.186 | 0
|  |  | 20.8758 | 0 | -20.8758 | 0 | 0 | 20.8758 | 94.4114 | 0 | 0 | 0 | 0 | 0 | 20.8758 | 68.9907 | 0
|  |  | 18.9345 | 0 | -18.9345 | 0 | 0 | 18.9345 | 73.373 | 0 | 0 | 0 | 0 | 0 | 18.9345 | 47.9523 | 0
|  |  | 15.4144 | 0 | -15.4144 | 0 | 0 | 15.4144 | 56.2459 | 0 | 0 | 0 | 0 | 0 | 15.4144 | 30.8252 | 0
|  |  | 11.7376 | 0 | -11.7376 | 0 | 0 | 11.7376 | 43.2041 | 0 | 0 | 0 | 0 | 0 | 11.7376 | 17.7834 | 0
|  |  | 16.1057 | 0.32041 | -15.7853 | 0.10073 | 0 | 15.7853 | 25.6648 | 0.32041 | 0 | 0 | 0.10073 | 0 | 16.005 | 0 | 0.32041
|  |  | 19.9504 | 97.405 | 77.4546 | 30.6217 | 77.4546 | 0 | 95.3739 | 19.9504 | 0 | 10.6714 | 19.9504 | 0 | 0 | 0 | 19.9504
|  |  | 26.3005 | 264.0989 | 237.7983 | 83.0262 | 237.7983 | 0 | 309.3925 | 26.3005 | 0 | 56.7257 | 26.3005 | 0 | 0 | 0 | 26.3005
|  |  | 31.0713 | 412.8497 | 381.7784 | 129.7898 | 81.3631 | 0 | 382.6192 | 331.4866 | 300.4154 | 98.7185 | 31.0713 | 0 | 0 | 0 | 331.4866
|  |  | 33.2435 | 504.0067 | 470.7632 | 158.4473 | 0 | 0 | 382.6192 | 504.0067 | 470.7632 | 125.2038 | 33.2435 | 0 | 0 | 0 | 504.0067
|  |  | 33.9264 | 639.5406 | 605.6142 | 201.0558 | 0 | 0 | 382.6192 | 639.5406 | 605.6142 | 167.1294 | 33.9264 | 0 | 0 | 0 | 639.5406
|  |  | 35.3688 | 702.9019 | 667.5331 | 220.9751 | 0 | 0 | 382.6192 | 702.9019 | 667.5331 | 185.6063 | 35.3688 | 0 | 0 | 0 | 702.9019
|  |  | 34.1685 | 710.5117 | 676.3431 | 223.3674 | 0 | 0 | 382.6192 | 710.5117 | 676.3431 | 57.5536 | 34.1685 | 131.6453 | 0 | 118.4808 | 710.5117
|  |  | 35.1159 | 643.3054 | 608.1895 | 202.2394 | 0 | 0 | 382.6192 | 643.3054 | 608.1895 | 0 | 35.1159 | 167.1235 | 0 | 268.8919 | 643.3054
|  |  | 40.4938 | 540.2132 | 499.7193 | 169.8297 | 0 | 0 | 382.6192 | 540.2132 | 499.7193 | 0 | 40.4938 | 129.3359 | 0 | 385.2942 | 540.2132
|  |  | 46.2897 | 379.9275 | 333.6378 | 119.4399 | 0 | 0 | 382.6192 | 379.9275 | 333.6378 | 0 | 46.2897 | 73.1502 | 0 | 451.1294 | 379.9275
|  |  | 46.7678 | 196.412 | 149.6442 | 61.7471 | 0 | 0 | 382.6192 | 196.412 | 149.6442 | 0 | 46.7678 | 14.9793 | 0 | 464.6108 | 196.412
|  |  | 41.1187 | 12.8164 | -28.3022 | 4.0292 | 0 | 28.3022 | 351.1723 | 12.8164 | 0 | 0 | 4.0292 | 0 | 37.0895 | 423.4003 | 12.8164
|  |  | 30.6708 | 0 | -30.6708 | 0 | 0 | 30.6708 | 317.0937 | 0 | 0 | 0 | 0 | 0 | 30.6708 | 389.3216 | 0
|  |  | 23.3615 | 0 | -23.3615 | 0 | 0 | 23.3615 | 291.1364 | 0 | 0 | 0 | 0 | 0 | 23.3615 | 363.3644 | 0
|  |  | 23.6941 | 0 | -23.6941 | 0 | 0 | 23.6941 | 264.8096 | 0 | 0 | 0 | 0 | 0 | 23.6941 | 337.0376 | 0
|  |  | 24.2768 | 0 | -24.2768 | 0 | 0 | 24.2768 | 237.8354 | 0 | 0 | 0 | 0 | 0 | 24.2768 | 310.0633 | 0
|  |  | 24.5562 | 0 | -24.5562 | 0 | 0 | 24.5562 | 210.5507 | 0 | 0 | 0 | 0 | 0 | 24.5562 | 282.7787 | 0
|  |  | 24.0861 | 0 | -24.0861 | 0 | 0 | 24.0861 | 183.7884 | 0 | 0 | 0 | 0 | 0 | 24.0861 | 256.0164 | 0
|  |  | 22.6294 | 0 | -22.6294 | 0 | 0 | 22.6294 | 158.6447 | 0 | 0 | 0 | 0 | 0 | 22.6294 | 230.8726 | 0
|  |  | 20.8758 | 0 | -20.8758 | 0 | 0 | 20.8758 | 135.4494 | 0 | 0 | 0 | 0 | 0 | 20.8758 | 207.6773 | 0
|  |  | 18.9345 | 0 | -18.9345 | 0 | 0 | 18.9345 | 114.411 | 0 | 0 | 0 | 0 | 0 | 18.9345 | 186.639 | 0
|  |  | 15.4144 | 0 | -15.4144 | 0 | 0 | 15.4144 | 97.2839 | 0 | 0 | 0 | 0 | 0 | 15.4144 | 169.5118 | 0
|  |  | 11.7376 | 0 | -11.7376 | 0 | 0 | 11.7376 | 84.2421 | 0 | 0 | 0 | 0 | 0 | 11.7376 | 156.47 | 0
|  |  | 16.1057 | 0.40051 | -15.7052 | 0.12591 | 0 | 15.7052 | 66.7918 | 0.40051 | 0 | 0 | 0.12591 | 0 | 15.9798 | 138.7146 | 0.40051
|  |  | 19.9504 | 42.5346 | 22.5842 | 13.3718 | 22.5842 | 0 | 87.1176 | 19.9504 | 0 | 0 | 13.3718 | 0 | 6.5785 | 131.4051 | 19.9504
|  |  | 26.3005 | 104.8545 | 78.554 | 32.9637 | 78.554 | 0 | 157.8162 | 26.3005 | 0 | 0 | 26.3005 | 6.6632 | 0 | 137.402 | 26.3005
|  |  | 31.0713 | 177.668 | 146.5967 | 55.8544 | 146.5967 | 0 | 289.7532 | 31.0713 | 0 | 0 | 31.0713 | 24.7832 | 0 | 159.7068 | 31.0713
|  |  | 33.2435 | 223.647 | 190.4034 | 70.3091 | 103.1845 | 0 | 382.6192 | 120.4625 | 87.2189 | 0 | 33.2435 | 37.0656 | 0 | 193.0658 | 120.4625
|  |  | 33.9264 | 254.9672 | 221.0407 | 80.1554 | 0 | 0 | 382.6192 | 254.9672 | 221.0407 | 0 | 33.9264 | 46.229 | 0 | 234.6719 | 254.9672
|  |  | 35.3688 | 276.1944 | 240.8256 | 86.8287 | 0 | 0 | 382.6192 | 276.1944 | 240.8256 | 0 | 35.3688 | 51.46 | 0 | 280.9859 | 276.1944
|  |  | 34.1685 | 256.409 | 222.2405 | 80.6087 | 0 | 0 | 382.6192 | 256.409 | 222.2405 | 0 | 34.1685 | 46.4401 | 0 | 322.782 | 256.409
|  |  | 35.1159 | 219.1612 | 184.0453 | 68.8989 | 0 | 0 | 382.6192 | 219.1612 | 184.0453 | 0 | 35.1159 | 33.783 | 0 | 353.1867 | 219.1612
|  |  | 40.4938 | 172.221 | 131.7271 | 54.142 | 0 | 0 | 382.6192 | 172.221 | 131.7271 | 0 | 40.4938 | 13.6482 | 0 | 365.4701 | 172.221
|  |  | 46.2897 | 126.4022 | 80.1125 | 39.7377 | 0 | 0 | 382.6192 | 126.4022 | 80.1125 | 0 | 39.7377 | 0 | 6.5519 | 358.1902 | 126.4022
|  |  | 46.7678 | 64.4827 | 17.715 | 20.2718 | 0 | 0 | 382.6192 | 64.4827 | 17.715 | 0 | 20.2718 | 0 | 26.496 | 328.7502 | 64.4827
|  |  | 41.1187 | 4.0852 | -37.0334 | 1.2843 | 0 | 37.0334 | 341.471 | 4.0852 | 0 | 0 | 1.2843 | 0 | 39.8344 | 284.4898 | 4.0852
|  |  | 30.6708 | 0 | -30.6708 | 0 | 0 | 30.6708 | 307.3924 | 0 | 0 | 0 | 0 | 0 | 30.6708 | 250.4112 | 0
|  |  | 23.3615 | 0 | -23.3615 | 0 | 0 | 23.3615 | 281.4351 | 0 | 0 | 0 | 0 | 0 | 23.3615 | 224.4539 | 0
|  |  | 23.6941 | 0 | -23.6941 | 0 | 0 | 23.6941 | 255.1083 | 0 | 0 | 0 | 0 | 0 | 23.6941 | 198.1271 | 0
|  |  | 24.2768 | 0 | -24.2768 | 0 | 0 | 24.2768 | 228.134 | 0 | 0 | 0 | 0 | 0 | 24.2768 | 171.1528 | 0
|  |  | 24.5562 | 0 | -24.5562 | 0 | 0 | 24.5562 | 200.8494 | 0 | 0 | 0 | 0 | 0 | 24.5562 | 143.8682 | 0
|  |  | 24.0861 | 0 | -24.0861 | 0 | 0 | 24.0861 | 174.0871 | 0 | 0 | 0 | 0 | 0 | 24.0861 | 117.1059 | 0
|  |  | 22.6294 | 0 | -22.6294 | 0 | 0 | 22.6294 | 148.9433 | 0 | 0 | 0 | 0 | 0 | 22.6294 | 91.9621 | 0
|  |  | 20.8758 | 0 | -20.8758 | 0 | 0 | 20.8758 | 125.748 | 0 | 0 | 0 | 0 | 0 | 20.8758 | 68.7668 | 0
|  |  | 18.9345 | 0 | -18.9345 | 0 | 0 | 18.9345 | 104.7097 | 0 | 0 | 0 | 0 | 0 | 18.9345 | 47.7285 | 0
|  |  | 15.4144 | 0 | -15.4144 | 0 | 0 | 15.4144 | 87.5825 | 0 | 0 | 0 | 0 | 0 | 15.4144 | 30.6013 | 0
|  |  | 11.7376 | 0 | -11.7376 | 0 | 0 | 11.7376 | 74.5407 | 0 | 0 | 0 | 0 | 0 | 11.7376 | 17.5595 | 0
|  |  | 16.1057 | 0.96123 | -15.1445 | 0.30219 | 0 | 15.1445 | 57.7135 | 0.96123 | 0 | 0 | 0.30219 | 0 | 15.8036 | 0 | 0.96123
|  |  | 19.9504 | 133.5313 | 113.581 | 41.979 | 113.581 | 0 | 159.9363 | 19.9504 | 0 | 22.0286 | 19.9504 | 0 | 0 | 0 | 19.9504
|  |  | 26.3005 | 434.1571 | 407.8565 | 136.4883 | 247.4254 | 0 | 382.6192 | 186.7316 | 160.4311 | 108.7252 | 26.3005 | 1.4626 | 0 | 1.3164 | 186.7316
|  |  | 31.0713 | 316.1657 | 285.0944 | 99.3947 | 0 | 0 | 382.6192 | 316.1657 | 285.0944 | 0 | 31.0713 | 68.3234 | 0 | 62.8075 | 316.1657
|  |  | 33.2435 | 232.1379 | 198.8943 | 72.9784 | 0 | 0 | 382.6192 | 232.1379 | 198.8943 | 0 | 33.2435 | 39.7349 | 0 | 98.5689 | 232.1379
|  |  | 33.9264 | 306.9539 | 273.0274 | 96.4987 | 0 | 0 | 382.6192 | 306.9539 | 273.0274 | 0 | 33.9264 | 62.5723 | 0 | 154.884 | 306.9539
|  |  | 35.3688 | 88.5136 | 53.1448 | 27.8265 | 0 | 0 | 382.6192 | 88.5136 | 53.1448 | 0 | 27.8265 | 0 | 7.5423 | 146.5036 | 88.5136
|  |  | 34.1685 | 268.0239 | 233.8554 | 84.2601 | 0 | 0 | 382.6192 | 268.0239 | 233.8554 | 0 | 34.1685 | 50.0916 | 0 | 191.5861 | 268.0239
|  |  | 35.1159 | 335.6307 | 300.5148 | 105.514 | 0 | 0 | 382.6192 | 335.6307 | 300.5148 | 0 | 35.1159 | 70.3981 | 0 | 254.9444 | 335.6307
|  |  | 40.4938 | 221.0837 | 180.5898 | 69.5033 | 0 | 0 | 382.6192 | 221.0837 | 180.5898 | 0 | 40.4938 | 29.0094 | 0 | 281.0529 | 221.0837
|  |  | 46.2897 | 336.1113 | 289.8216 | 105.6651 | 0 | 0 | 382.6192 | 336.1113 | 289.8216 | 0 | 46.2897 | 59.3754 | 0 | 334.4908 | 336.1113
|  |  | 46.7678 | 130.8078 | 84.0401 | 41.1228 | 0 | 0 | 382.6192 | 130.8078 | 84.0401 | 0 | 41.1228 | 0 | 5.645 | 328.2186 | 130.8078
|  |  | 41.1187 | 6.1679 | -34.9508 | 1.939 | 0 | 34.9508 | 343.7851 | 6.1679 | 0 | 0 | 1.939 | 0 | 39.1796 | 284.6856 | 6.1679
|  |  | 30.6708 | 0 | -30.6708 | 0 | 0 | 30.6708 | 309.7064 | 0 | 0 | 0 | 0 | 0 | 30.6708 | 250.607 | 0
|  |  | 23.3615 | 0 | -23.3615 | 0 | 0 | 23.3615 | 283.7492 | 0 | 0 | 0 | 0 | 0 | 23.3615 | 224.6498 | 0
|  |  | 23.6941 | 0 | -23.6941 | 0 | 0 | 23.6941 | 257.4224 | 0 | 0 | 0 | 0 | 0 | 23.6941 | 198.3229 | 0
|  |  | 24.2768 | 0 | -24.2768 | 0 | 0 | 24.2768 | 230.4481 | 0 | 0 | 0 | 0 | 0 | 24.2768 | 171.3487 | 0
|  |  | 24.5562 | 0 | -24.5562 | 0 | 0 | 24.5562 | 203.1635 | 0 | 0 | 0 | 0 | 0 | 24.5562 | 144.0641 | 0
|  |  | 24.0861 | 0 | -24.0861 | 0 | 0 | 24.0861 | 176.4012 | 0 | 0 | 0 | 0 | 0 | 24.0861 | 117.3017 | 0
|  |  | 22.6294 | 0 | -22.6294 | 0 | 0 | 22.6294 | 151.2574 | 0 | 0 | 0 | 0 | 0 | 22.6294 | 92.158 | 0
|  |  | 20.8758 | 0 | -20.8758 | 0 | 0 | 20.8758 | 128.0621 | 0 | 0 | 0 | 0 | 0 | 20.8758 | 68.9627 | 0
|  |  | 18.9345 | 0 | -18.9345 | 0 | 0 | 18.9345 | 107.0238 | 0 | 0 | 0 | 0 | 0 | 18.9345 | 47.9243 | 0
|  |  | 15.4144 | 0 | -15.4144 | 0 | 0 | 15.4144 | 89.8966 | 0 | 0 | 0 | 0 | 0 | 15.4144 | 30.7972 | 0
|  |  | 11.7376 | 0 | -11.7376 | 0 | 0 | 11.7376 | 76.8548 | 0 | 0 | 0 | 0 | 0 | 11.7376 | 17.7554 | 0
|  |  | 16.1057 | 0.40051 | -15.7052 | 0.12591 | 0 | 15.7052 | 59.4045 | 0.40051 | 0 | 0 | 0.12591 | 0 | 15.9798 | 0 | 0.40051
|  |  | 19.9504 | 137.8569 | 117.9065 | 43.3388 | 117.9065 | 0 | 165.5204 | 19.9504 | 0 | 23.3884 | 19.9504 | 0 | 0 | 0 | 19.9504
|  |  | 26.3005 | 350.0492 | 323.7486 | 110.0469 | 241.2209 | 0 | 382.6192 | 108.8282 | 82.5277 | 83.7463 | 26.3005 | 0 | 0 | 0 | 108.8282
|  |  | 31.0713 | 545.58 | 514.5088 | 171.517 | 0 | 0 | 382.6192 | 545.58 | 514.5088 | 140.4457 | 31.0713 | 0 | 0 | 0 | 545.58
|  |  | 33.2435 | 699.2172 | 665.9736 | 219.8167 | 0 | 0 | 382.6192 | 699.2172 | 665.9736 | 186.5732 | 33.2435 | 0 | 0 | 0 | 699.2172
|  |  | 33.9264 | 802.0691 | 768.1427 | 252.1508 | 0 | 0 | 382.6192 | 802.0691 | 768.1427 | 218.2244 | 33.9264 | 0 | 0 | 0 | 802.0691
|  |  | 35.3688 | 842.6813 | 807.3125 | 264.9183 | 0 | 0 | 382.6192 | 842.6813 | 807.3125 | 229.5495 | 35.3688 | 0 | 0 | 0 | 842.6813
|  |  | 34.1685 | 826.2602 | 792.0916 | 259.7559 | 0 | 0 | 382.6192 | 826.2602 | 792.0916 | 225.5874 | 34.1685 | 0 | 0 | 0 | 826.2602
|  |  | 35.1159 | 753.0462 | 717.9303 | 236.7392 | 0 | 0 | 382.6192 | 753.0462 | 717.9303 | 113.8222 | 35.1159 | 87.8012 | 0 | 79.021 | 753.0462
|  |  | 40.4938 | 621.6777 | 581.1838 | 195.4402 | 0 | 0 | 382.6192 | 621.6777 | 581.1838 | 0 | 40.4938 | 154.9464 | 0 | 218.4728 | 621.6777
|  |  | 46.2897 | 443.9296 | 397.6399 | 139.5606 | 0 | 0 | 382.6192 | 443.9296 | 397.6399 | 0 | 46.2897 | 93.2709 | 0 | 302.4166 | 443.9296
|  |  | 46.7678 | 235.9027 | 189.1349 | 74.162 | 0 | 0 | 382.6192 | 235.9027 | 189.1349 | 0 | 46.7678 | 27.3942 | 0 | 327.0714 | 235.9027
|  |  | 41.1187 | 9.4521 | -31.6666 | 2.9715 | 0 | 31.6666 | 347.4342 | 9.4521 | 0 | 0 | 2.9715 | 0 | 38.1472 | 284.6856 | 9.4521
|  |  | 30.6708 | 0 | -30.6708 | 0 | 0 | 30.6708 | 313.3556 | 0 | 0 | 0 | 0 | 0 | 30.6708 | 250.607 | 0
|  |  | 23.3615 | 0 | -23.3615 | 0 | 0 | 23.3615 | 287.3983 | 0 | 0 | 0 | 0 | 0 | 23.3615 | 224.6498 | 0
|  |  | 23.6941 | 0 | -23.6941 | 0 | 0 | 23.6941 | 261.0715 | 0 | 0 | 0 | 0 | 0 | 23.6941 | 198.3229 | 0
|  |  | 24.2768 | 0 | -24.2768 | 0 | 0 | 24.2768 | 234.0972 | 0 | 0 | 0 | 0 | 0 | 24.2768 | 171.3487 | 0
|  |  | 24.5562 | 0 | -24.5562 | 0 | 0 | 24.5562 | 206.8126 | 0 | 0 | 0 | 0 | 0 | 24.5562 | 144.0641 | 0
|  |  | 24.0861 | 0 | -24.0861 | 0 | 0 | 24.0861 | 180.0503 | 0 | 0 | 0 | 0 | 0 | 24.0861 | 117.3017 | 0
|  |  | 22.6294 | 0 | -22.6294 | 0 | 0 | 22.6294 | 154.9065 | 0 | 0 | 0 | 0 | 0 | 22.6294 | 92.158 | 0
|  |  | 20.8758 | 0 | -20.8758 | 0 | 0 | 20.8758 | 131.7112 | 0 | 0 | 0 | 0 | 0 | 20.8758 | 68.9627 | 0
|  |  | 18.9345 | 0 | -18.9345 | 0 | 0 | 18.9345 | 110.6729 | 0 | 0 | 0 | 0 | 0 | 18.9345 | 47.9243 | 0
|  |  | 15.4144 | 0 | -15.4144 | 0 | 0 | 15.4144 | 93.5457 | 0 | 0 | 0 | 0 | 0 | 15.4144 | 30.7972 | 0
|  |  | 11.7376 | 0 | -11.7376 | 0 | 0 | 11.7376 | 80.5039 | 0 | 0 | 0 | 0 | 0 | 11.7376 | 17.7554 | 0
|  |  | 16.1057 | 0.40051 | -15.7052 | 0.12591 | 0 | 15.7052 | 63.0537 | 0.40051 | 0 | 0 | 0.12591 | 0 | 15.9798 | 0 | 0.40051
|  |  | 19.9504 | 152.4356 | 132.4852 | 47.922 | 132.4852 | 0 | 182.2904 | 19.9504 | 0 | 27.9716 | 19.9504 | 0 | 0 | 0 | 19.9504
|  |  | 26.3005 | 378.2453 | 351.9448 | 118.911 | 222.5876 | 0 | 382.6192 | 155.6577 | 129.3572 | 92.6105 | 26.3005 | 0 | 0 | 0 | 155.6577
|  |  | 31.0713 | 584.5901 | 553.5188 | 183.7808 | 0 | 0 | 382.6192 | 584.5901 | 553.5188 | 152.7095 | 31.0713 | 0 | 0 | 0 | 584.5901
|  |  | 33.2435 | 749.1212 | 715.8777 | 235.5053 | 0 | 0 | 382.6192 | 749.1212 | 715.8777 | 202.2618 | 33.2435 | 0 | 0 | 0 | 749.1212
|  |  | 33.9264 | 860.5442 | 826.6177 | 270.5339 | 0 | 0 | 382.6192 | 860.5442 | 826.6177 | 236.6075 | 33.9264 | 0 | 0 | 0 | 860.5442
|  |  | 35.3688 | 913.9727 | 878.6039 | 287.3306 | 0 | 0 | 382.6192 | 913.9727 | 878.6039 | 251.9618 | 35.3688 | 0 | 0 | 0 | 913.9727
|  |  | 34.1685 | 909.1666 | 874.998 | 285.8196 | 0 | 0 | 382.6192 | 909.1666 | 874.998 | 251.6511 | 34.1685 | 0 | 0 | 0 | 909.1666
|  |  | 35.1159 | 845.0843 | 809.9684 | 265.6737 | 0 | 0 | 382.6192 | 845.0843 | 809.9684 | 196.3466 | 35.1159 | 34.2113 | 0 | 30.7901 | 845.0843
|  |  | 40.4938 | 724.2092 | 683.7154 | 227.6736 | 0 | 0 | 382.6192 | 724.2092 | 683.7154 | 0 | 40.4938 | 187.1798 | 0 | 199.2519 | 724.2092
|  |  | 46.2897 | 529.7998 | 483.5101 | 166.556 | 0 | 0 | 382.6192 | 529.7998 | 483.5101 | 0 | 46.2897 | 120.2664 | 0 | 307.4917 | 529.7998
|  |  | 46.7678 | 282.7628 | 235.995 | 88.8937 | 0 | 0 | 382.6192 | 282.7628 | 235.995 | 0 | 46.7678 | 42.1259 | 0 | 345.405 | 282.7628
|  |  | 41.1187 | 16.7415 | -24.3772 | 5.2631 | 0 | 24.3772 | 355.5335 | 16.7415 | 0 | 0 | 5.2631 | 0 | 35.8556 | 305.5654 | 16.7415
|  |  | 30.6708 | 0 | -30.6708 | 0 | 0 | 30.6708 | 321.4549 | 0 | 0 | 0 | 0 | 0 | 30.6708 | 271.4868 | 0
|  |  | 23.3615 | 0 | -23.3615 | 0 | 0 | 23.3615 | 295.4976 | 0 | 0 | 0 | 0 | 0 | 23.3615 | 245.5296 | 0
|  |  | 23.6941 | 0 | -23.6941 | 0 | 0 | 23.6941 | 269.1708 | 0 | 0 | 0 | 0 | 0 | 23.6941 | 219.2028 | 0
|  |  | 24.2768 | 0 | -24.2768 | 0 | 0 | 24.2768 | 242.1965 | 0 | 0 | 0 | 0 | 0 | 24.2768 | 192.2285 | 0
|  |  | 24.5562 | 0 | -24.5562 | 0 | 0 | 24.5562 | 214.9119 | 0 | 0 | 0 | 0 | 0 | 24.5562 | 164.9439 | 0
|  |  | 30.2465 | 0 | -30.2465 | 0 | 0 | 30.2465 | 181.3047 | 0 | 0 | 0 | 0 | 0 | 30.2465 | 131.3367 | 0
|  |  | 28.1491 | 0 | -28.1491 | 0 | 0 | 28.1491 | 150.0279 | 0 | 0 | 0 | 0 | 0 | 28.1491 | 100.0599 | 0
|  |  | 25.2107 | 0 | -25.2107 | 0 | 0 | 25.2107 | 122.016 | 0 | 0 | 0 | 0 | 0 | 25.2107 | 72.048 | 0
|  |  | 21.4417 | 0 | -21.4417 | 0 | 0 | 21.4417 | 98.192 | 0 | 0 | 0 | 0 | 0 | 21.4417 | 48.224 | 0
|  |  | 17.5188 | 0 | -17.5188 | 0 | 0 | 17.5188 | 78.7266 | 0 | 0 | 0 | 0 | 0 | 17.5188 | 28.7586 | 0
|  |  | 14.3414 | 0 | -14.3414 | 0 | 0 | 14.3414 | 62.7917 | 0 | 0 | 0 | 0 | 0 | 14.3414 | 12.8237 | 0
|  |  | 11.6673 | 0.40051 | -11.2667 | 0.12591 | 0 | 11.2667 | 50.2731 | 0.40051 | 0 | 0 | 0.12591 | 0 | 11.5414 | 0 | 0.40051
|  |  | 9.167 | 144.5855 | 135.4186 | 45.4541 | 135.4186 | 0 | 172.1498 | 9.167 | 0 | 36.2872 | 9.167 | 0 | 0 | 0 | 9.167
|  |  | 7.1962 | 359.0207 | 351.8244 | 112.8673 | 233.8549 | 0 | 382.6192 | 125.1658 | 117.9695 | 105.6711 | 7.1962 | 0 | 0 | 0 | 125.1658
|  |  | 6.03 | 554.4714 | 548.4414 | 174.3122 | 0 | 0 | 382.6192 | 554.4714 | 548.4414 | 168.2822 | 6.03 | 0 | 0 | 0 | 554.4714
|  |  | 6.0645 | 709.8708 | 703.8064 | 223.1659 | 0 | 0 | 382.6192 | 709.8708 | 703.8064 | 217.1015 | 6.0645 | 0 | 0 | 0 | 709.8708
|  |  | 6.9622 | 808.3172 | 801.355 | 254.1151 | 0 | 0 | 382.6192 | 808.3172 | 801.355 | 247.1529 | 6.9622 | 0 | 0 | 0 | 808.3172
|  |  | 9.2104 | 849.9706 | 840.7602 | 267.2099 | 0 | 0 | 382.6192 | 849.9706 | 840.7602 | 257.9994 | 9.2104 | 0 | 0 | 0 | 849.9706
|  |  | 12.2202 | 832.1878 | 819.9676 | 261.6194 | 0 | 0 | 382.6192 | 832.1878 | 819.9676 | 249.3992 | 12.2202 | 0 | 0 | 0 | 832.1878
|  |  | 15.3949 | 756.1702 | 740.7753 | 237.7213 | 0 | 0 | 382.6192 | 756.1702 | 740.7753 | 145.0105 | 15.3949 | 77.3159 | 0 | 69.5843 | 756.1702
|  |  | 18.6761 | 624.9619 | 606.2858 | 196.4727 | 0 | 0 | 382.6192 | 624.9619 | 606.2858 | 0 | 18.6761 | 177.7966 | 0 | 229.6012 | 624.9619
|  |  | 22.1391 | 445.6919 | 423.5527 | 140.1146 | 0 | 0 | 382.6192 | 445.6919 | 423.5527 | 0 | 22.1391 | 117.9754 | 0 | 335.7791 | 445.6919
|  |  | 26.0591 | 235.9027 | 209.8436 | 74.162 | 0 | 0 | 382.6192 | 235.9027 | 209.8436 | 0 | 26.0591 | 48.1029 | 0 | 379.0717 | 235.9027
|  |  | 29.8278 | 9.0516 | -20.7762 | 2.8456 | 0 | 20.7762 | 359.5346 | 9.0516 | 0 | 0 | 2.8456 | 0 | 26.9822 | 349.0915 | 9.0516
|  |  | 32.3465 | 0 | -32.3465 | 0 | 0 | 32.3465 | 323.594 | 0 | 0 | 0 | 0 | 0 | 32.3465 | 313.151 | 0
|  |  | 33.6507 | 0 | -33.6507 | 0 | 0 | 33.6507 | 286.2044 | 0 | 0 | 0 | 0 | 0 | 33.6507 | 275.7613 | 0
|  |  | 34.0882 | 0 | -34.0882 | 0 | 0 | 34.0882 | 248.3286 | 0 | 0 | 0 | 0 | 0 | 34.0882 | 237.8855 | 0
|  |  | 33.501 | 0 | -33.501 | 0 | 0 | 33.501 | 211.1053 | 0 | 0 | 0 | 0 | 0 | 33.501 | 200.6622 | 0
|  |  | 32.1465 | 0 | -32.1465 | 0 | 0 | 32.1465 | 175.387 | 0 | 0 | 0 | 0 | 0 | 32.1465 | 164.9439 | 0
|  |  | 30.2465 | 0 | -30.2465 | 0 | 0 | 30.2465 | 141.7798 | 0 | 0 | 0 | 0 | 0 | 30.2465 | 131.3367 | 0
|  |  | 28.1491 | 0 | -28.1491 | 0 | 0 | 28.1491 | 110.503 | 0 | 0 | 0 | 0 | 0 | 28.1491 | 100.0599 | 0
|  |  | 25.2107 | 0 | -25.2107 | 0 | 0 | 25.2107 | 82.4911 | 0 | 0 | 0 | 0 | 0 | 25.2107 | 72.048 | 0
|  |  | 21.4417 | 0 | -21.4417 | 0 | 0 | 21.4417 | 58.667 | 0 | 0 | 0 | 0 | 0 | 21.4417 | 48.224 | 0
|  |  | 17.5188 | 0 | -17.5188 | 0 | 0 | 17.5188 | 39.2017 | 0 | 0 | 0 | 0 | 0 | 17.5188 | 28.7586 | 0
|  |  | 14.3414 | 0 | -14.3414 | 0 | 0 | 14.3414 | 23.2668 | 0 | 0 | 0 | 0 | 0 | 14.3414 | 12.8237 | 0
|  |  | 11.6673 | 0.40051 | -11.2667 | 0.12591 | 0 | 11.2667 | 10.7482 | 0.40051 | 0 | 0 | 0.12591 | 0 | 11.5414 | 0 | 0.40051
|  |  | 9.167 | 142.7432 | 133.5762 | 44.8749 | 133.5762 | 0 | 130.9668 | 9.167 | 0 | 35.708 | 9.167 | 0 | 0 | 0 | 9.167
|  |  | 7.1962 | 355.0155 | 347.8193 | 111.6082 | 279.6139 | 0 | 382.6192 | 75.4017 | 68.2054 | 104.4119 | 7.1962 | 0 | 0 | 0 | 75.4017
|  |  | 6.03 | 551.027 | 544.997 | 173.2294 | 0 | 0 | 382.6192 | 551.027 | 544.997 | 167.1994 | 6.03 | 0 | 0 | 0 | 551.027
|  |  | 6.0645 | 704.8244 | 698.7599 | 221.5795 | 0 | 0 | 382.6192 | 704.8244 | 698.7599 | 215.515 | 6.0645 | 0 | 0 | 0 | 704.8244
|  |  | 6.9622 | 805.5937 | 798.6315 | 253.2589 | 0 | 0 | 382.6192 | 805.5937 | 798.6315 | 246.2967 | 6.9622 | 0 | 0 | 0 | 805.5937
|  |  | 9.2104 | 845.8053 | 836.5948 | 265.9004 | 0 | 0 | 382.6192 | 845.8053 | 836.5948 | 256.69 | 9.2104 | 0 | 0 | 0 | 845.8053
|  |  | 12.2202 | 830.7459 | 818.5257 | 261.1661 | 0 | 0 | 382.6192 | 830.7459 | 818.5257 | 248.9459 | 12.2202 | 0 | 0 | 0 | 830.7459
|  |  | 15.3949 | 757.1315 | 741.7366 | 238.0235 | 0 | 0 | 382.6192 | 757.1315 | 741.7366 | 169.4635 | 15.3949 | 53.1651 | 0 | 47.8486 | 757.1315
|  |  | 18.6761 | 625.4425 | 606.7664 | 196.6238 | 0 | 0 | 382.6192 | 625.4425 | 606.7664 | 0 | 18.6761 | 177.9477 | 0 | 208.0015 | 625.4425
|  |  | 22.1391 | 448.1751 | 426.0359 | 140.8952 | 0 | 0 | 382.6192 | 448.1751 | 426.0359 | 0 | 22.1391 | 118.7561 | 0 | 314.882 | 448.1751
|  |  | 26.0591 | 236.0629 | 210.0038 | 74.2124 | 0 | 0 | 382.6192 | 236.0629 | 210.0038 | 0 | 26.0591 | 48.1532 | 0 | 358.2199 | 236.0629
|  |  | 29.8278 | 8.9715 | -20.8563 | 2.8204 | 0 | 20.8563 | 359.4456 | 8.9715 | 0 | 0 | 2.8204 | 0 | 27.0074 | 328.2117 | 8.9715
|  |  | 32.3465 | 0 | -32.3465 | 0 | 0 | 32.3465 | 323.505 | 0 | 0 | 0 | 0 | 0 | 32.3465 | 292.2711 | 0
|  |  | 33.6507 | 0 | -33.6507 | 0 | 0 | 33.6507 | 286.1154 | 0 | 0 | 0 | 0 | 0 | 33.6507 | 254.8815 | 0
|  |  | 34.0882 | 0 | -34.0882 | 0 | 0 | 34.0882 | 248.2396 | 0 | 0 | 0 | 0 | 0 | 34.0882 | 217.0057 | 0
|  |  | 33.501 | 0 | -33.501 | 0 | 0 | 33.501 | 211.0163 | 0 | 0 | 0 | 0 | 0 | 33.501 | 179.7824 | 0
|  |  | 32.1465 | 0 | -32.1465 | 0 | 0 | 32.1465 | 175.2979 | 0 | 0 | 0 | 0 | 0 | 32.1465 | 144.0641 | 0
|  |  | 24.0861 | 0 | -24.0861 | 0 | 0 | 24.0861 | 148.5356 | 0 | 0 | 0 | 0 | 0 | 24.0861 | 117.3017 | 0
|  |  | 22.6294 | 0 | -22.6294 | 0 | 0 | 22.6294 | 123.3919 | 0 | 0 | 0 | 0 | 0 | 22.6294 | 92.158 | 0
|  |  | 20.8758 | 0 | -20.8758 | 0 | 0 | 20.8758 | 100.1966 | 0 | 0 | 0 | 0 | 0 | 20.8758 | 68.9627 | 0
|  |  | 18.9345 | 0 | -18.9345 | 0 | 0 | 18.9345 | 79.1582 | 0 | 0 | 0 | 0 | 0 | 18.9345 | 47.9243 | 0
|  |  | 15.4144 | 0 | -15.4144 | 0 | 0 | 15.4144 | 62.0311 | 0 | 0 | 0 | 0 | 0 | 15.4144 | 30.7972 | 0
|  |  | 11.7376 | 0 | -11.7376 | 0 | 0 | 11.7376 | 48.9893 | 0 | 0 | 0 | 0 | 0 | 11.7376 | 17.7554 | 0
|  |  | 16.1057 | 0.40051 | -15.7052 | 0.12591 | 0 | 15.7052 | 31.539 | 0.40051 | 0 | 0 | 0.12591 | 0 | 15.9798 | 0 | 0.40051
|  |  | 19.9504 | 131.5288 | 111.5784 | 41.3494 | 111.5784 | 0 | 131.9596 | 19.9504 | 0 | 21.399 | 19.9504 | 0 | 0 | 0 | 19.9504
|  |  | 26.3005 | 327.0597 | 300.7591 | 102.8195 | 278.5108 | 0 | 382.6192 | 48.5489 | 22.2484 | 76.519 | 26.3005 | 0 | 0 | 0 | 48.5489
|  |  | 31.0713 | 501.2832 | 470.2119 | 157.5911 | 0 | 0 | 382.6192 | 501.2832 | 470.2119 | 126.5198 | 31.0713 | 0 | 0 | 0 | 501.2832
|  |  | 33.2435 | 646.4294 | 613.1859 | 203.2215 | 0 | 0 | 382.6192 | 646.4294 | 613.1859 | 169.978 | 33.2435 | 0 | 0 | 0 | 646.4294
|  |  | 33.9264 | 742.5528 | 708.6263 | 233.4403 | 0 | 0 | 382.6192 | 742.5528 | 708.6263 | 199.5139 | 33.9264 | 0 | 0 | 0 | 742.5528
|  |  | 35.3688 | 791.5757 | 756.2069 | 248.8519 | 0 | 0 | 382.6192 | 791.5757 | 756.2069 | 213.4832 | 35.3688 | 0 | 0 | 0 | 791.5757
|  |  | 34.1685 | 774.674 | 740.5055 | 243.5385 | 0 | 0 | 382.6192 | 774.674 | 740.5055 | 209.3699 | 34.1685 | 0 | 0 | 0 | 774.674
|  |  | 35.1159 | 708.0285 | 672.9126 | 222.5868 | 0 | 0 | 382.6192 | 708.0285 | 672.9126 | 65.174 | 35.1159 | 122.2968 | 0 | 110.0671 | 708.0285
|  |  | 40.4938 | 587.4738 | 546.98 | 184.6873 | 0 | 0 | 382.6192 | 587.4738 | 546.98 | 0 | 40.4938 | 144.1935 | 0 | 239.8413 | 587.4738
|  |  | 46.2897 | 422.4621 | 376.1724 | 132.8117 | 0 | 0 | 382.6192 | 422.4621 | 376.1724 | 0 | 46.2897 | 86.522 | 0 | 317.7111 | 422.4621
|  |  | 46.7678 | 228.0526 | 181.2848 | 71.6941 | 0 | 0 | 382.6192 | 228.0526 | 181.2848 | 0 | 46.7678 | 24.9264 | 0 | 340.1448 | 228.0526
|  |  | 41.1187 | 10.0128 | -31.1058 | 3.1478 | 0 | 31.1058 | 348.0572 | 10.0128 | 0 | 0 | 3.1478 | 0 | 37.9709 | 297.9549 | 10.0128
|  |  | 30.6708 | 0 | -30.6708 | 0 | 0 | 30.6708 | 313.9786 | 0 | 0 | 0 | 0 | 0 | 30.6708 | 263.8763 | 0
|  |  | 23.3615 | 0 | -23.3615 | 0 | 0 | 23.3615 | 288.0213 | 0 | 0 | 0 | 0 | 0 | 23.3615 | 237.9191 | 0
|  |  | 23.6941 | 0 | -23.6941 | 0 | 0 | 23.6941 | 261.6945 | 0 | 0 | 0 | 0 | 0 | 23.6941 | 211.5923 | 0
|  |  | 24.2768 | 0 | -24.2768 | 0 | 0 | 24.2768 | 234.7202 | 0 | 0 | 0 | 0 | 0 | 24.2768 | 184.618 | 0
|  |  | 24.5562 | 0 | -24.5562 | 0 | 0 | 24.5562 | 207.4356 | 0 | 0 | 0 | 0 | 0 | 24.5562 | 157.3334 | 0
|  |  | 24.0861 | 0 | -24.0861 | 0 | 0 | 24.0861 | 180.6733 | 0 | 0 | 0 | 0 | 0 | 24.0861 | 130.5711 | 0
|  |  | 22.6294 | 0 | -22.6294 | 0 | 0 | 22.6294 | 155.5295 | 0 | 0 | 0 | 0 | 0 | 22.6294 | 105.4273 | 0
|  |  | 20.8758 | 0 | -20.8758 | 0 | 0 | 20.8758 | 132.3343 | 0 | 0 | 0 | 0 | 0 | 20.8758 | 82.232 | 0
|  |  | 18.9345 | 0 | -18.9345 | 0 | 0 | 18.9345 | 111.2959 | 0 | 0 | 0 | 0 | 0 | 18.9345 | 61.1936 | 0
|  |  | 15.4144 | 0 | -15.4144 | 0 | 0 | 15.4144 | 94.1688 | 0 | 0 | 0 | 0 | 0 | 15.4144 | 44.0665 | 0
|  |  | 11.7376 | 0 | -11.7376 | 0 | 0 | 11.7376 | 81.127 | 0 | 0 | 0 | 0 | 0 | 11.7376 | 31.0247 | 0
|  |  | 16.1057 | 0.32041 | -15.7853 | 0.10073 | 0 | 15.7853 | 63.5877 | 0.32041 | 0 | 0 | 0.10073 | 0 | 16.005 | 13.2413 | 0.32041
|  |  | 19.9504 | 25.5528 | 5.6024 | 8.0332 | 5.6024 | 0 | 68.6299 | 19.9504 | 0 | 0 | 8.0332 | 0 | 11.9172 | 0 | 19.9504
|  |  | 26.3005 | 117.1103 | 90.8097 | 36.8166 | 90.8097 | 0 | 150.3586 | 26.3005 | 0 | 10.5161 | 26.3005 | 0 | 0 | 0 | 26.3005
|  |  | 31.0713 | 185.1175 | 154.0462 | 58.1964 | 154.0462 | 0 | 289.0002 | 31.0713 | 0 | 27.1251 | 31.0713 | 0 | 0 | 0 | 31.0713
|  |  | 33.2435 | 107.8183 | 74.5748 | 33.8954 | 74.5748 | 0 | 356.1176 | 33.2435 | 0 | 0.6519 | 33.2435 | 0 | 0 | 0 | 33.2435
|  |  | 33.9264 | 455.3042 | 421.3778 | 143.1365 | 29.4463 | 0 | 382.6192 | 425.8579 | 391.9315 | 109.21 | 33.9264 | 0 | 0 | 0 | 425.8579
|  |  | 35.3688 | 496.7974 | 461.4287 | 156.1809 | 0 | 0 | 382.6192 | 496.7974 | 461.4287 | 32.9568 | 35.3688 | 87.8554 | 0 | 79.0698 | 496.7974
|  |  | 34.1685 | 754.408 | 720.2394 | 237.1673 | 0 | 0 | 382.6192 | 754.408 | 720.2394 | 0 | 34.1685 | 202.9988 | 0 | 261.7687 | 754.408
|  |  | 35.1159 | 528.1977 | 493.0818 | 166.0524 | 0 | 0 | 382.6192 | 528.1977 | 493.0818 | 0 | 35.1159 | 130.9365 | 0 | 379.6116 | 528.1977
|  |  | 40.4938 | 106.8571 | 66.3633 | 33.5932 | 0 | 0 | 382.6192 | 106.8571 | 66.3633 | 0 | 33.5932 | 0 | 6.9006 | 371.9443 | 106.8571
|  |  | 46.2897 | 173.022 | 126.7323 | 54.3939 | 0 | 0 | 382.6192 | 173.022 | 126.7323 | 0 | 46.2897 | 8.1042 | 0 | 379.238 | 173.022
|  |  | 46.7678 | 16.9017 | -29.8661 | 5.3135 | 0 | 29.8661 | 349.4347 | 16.9017 | 0 | 0 | 5.3135 | 0 | 41.4543 | 333.1777 | 16.9017
|  |  | 41.1187 | 2.9638 | -38.1549 | 0.93175 | 0 | 38.1549 | 307.0404 | 2.9638 | 0 | 0 | 0.93175 | 0 | 40.1869 | 288.5256 | 2.9638
|  |  | 30.6708 | 0 | -30.6708 | 0 | 0 | 30.6708 | 272.9618 | 0 | 0 | 0 | 0 | 0 | 30.6708 | 254.4469 | 0
|  |  | 23.3615 | 0 | -23.3615 | 0 | 0 | 23.3615 | 247.0045 | 0 | 0 | 0 | 0 | 0 | 23.3615 | 228.4897 | 0
|  |  | 23.6941 | 0 | -23.6941 | 0 | 0 | 23.6941 | 220.6777 | 0 | 0 | 0 | 0 | 0 | 23.6941 | 202.1629 | 0
|  |  | 24.2768 | 0 | -24.2768 | 0 | 0 | 24.2768 | 193.7034 | 0 | 0 | 0 | 0 | 0 | 24.2768 | 175.1886 | 0
|  |  | 24.5562 | 0 | -24.5562 | 0 | 0 | 24.5562 | 166.4188 | 0 | 0 | 0 | 0 | 0 | 24.5562 | 147.904 | 0
|  |  | 24.0861 | 0 | -24.0861 | 0 | 0 | 24.0861 | 139.6565 | 0 | 0 | 0 | 0 | 0 | 24.0861 | 121.1417 | 0
|  |  | 22.6294 | 0 | -22.6294 | 0 | 0 | 22.6294 | 114.5127 | 0 | 0 | 0 | 0 | 0 | 22.6294 | 95.9979 | 0
|  |  | 20.8758 | 0 | -20.8758 | 0 | 0 | 20.8758 | 91.3174 | 0 | 0 | 0 | 0 | 0 | 20.8758 | 72.8026 | 0
|  |  | 18.9345 | 0 | -18.9345 | 0 | 0 | 18.9345 | 70.2791 | 0 | 0 | 0 | 0 | 0 | 18.9345 | 51.7643 | 0
|  |  | 15.4144 | 0 | -15.4144 | 0 | 0 | 15.4144 | 53.152 | 0 | 0 | 0 | 0 | 0 | 15.4144 | 34.6371 | 0
|  |  | 11.7376 | 0 | -11.7376 | 0 | 0 | 11.7376 | 40.1101 | 0 | 0 | 0 | 0 | 0 | 11.7376 | 21.5953 | 0
|  |  | 16.1057 | 0.40051 | -15.7052 | 0.12591 | 0 | 15.7052 | 22.6599 | 0.40051 | 0 | 0 | 0.12591 | 0 | 15.9798 | 3.8399 | 0.40051
|  |  | 19.9504 | 52.4673 | 32.5169 | 16.4944 | 32.5169 | 0 | 51.9251 | 19.9504 | 0 | 0 | 16.4944 | 0 | 3.4559 | 0 | 19.9504
|  |  | 26.3005 | 150.8335 | 124.533 | 47.4184 | 124.533 | 0 | 164.0048 | 26.3005 | 0 | 21.1178 | 26.3005 | 0 | 0 | 0 | 26.3005
|  |  | 31.0713 | 245.5951 | 214.5238 | 77.2091 | 214.5238 | 0 | 357.0763 | 31.0713 | 0 | 40.1234 | 31.0713 | 6.0144 | 0 | 5.413 | 31.0713
|  |  | 33.2435 | 301.5069 | 268.2633 | 94.7863 | 28.381 | 0 | 382.6192 | 273.1258 | 239.8823 | 0 | 33.2435 | 61.5428 | 0 | 60.8015 | 273.1258
|  |  | 33.9264 | 371.8371 | 337.9107 | 116.8964 | 0 | 0 | 382.6192 | 371.8371 | 337.9107 | 0 | 33.9264 | 82.97 | 0 | 135.4745 | 371.8371
|  |  | 35.3688 | 355.8166 | 320.4478 | 111.86 | 0 | 0 | 382.6192 | 355.8166 | 320.4478 | 0 | 35.3688 | 76.4912 | 0 | 204.3166 | 355.8166
|  |  | 34.1685 | 360.1421 | 325.9736 | 113.2198 | 0 | 0 | 382.6192 | 360.1421 | 325.9736 | 0 | 34.1685 | 79.0513 | 0 | 275.4628 | 360.1421
|  |  | 35.1159 | 302.2278 | 267.1119 | 95.013 | 0 | 0 | 382.6192 | 302.2278 | 267.1119 | 0 | 35.1159 | 59.8971 | 0 | 329.3702 | 302.2278
|  |  | 40.4938 | 256.7294 | 216.2356 | 80.7094 | 0 | 0 | 382.6192 | 256.7294 | 216.2356 | 0 | 40.4938 | 40.2156 | 0 | 365.5642 | 256.7294
|  |  | 46.2897 | 152.3555 | 106.0658 | 47.8968 | 0 | 0 | 382.6192 | 152.3555 | 106.0658 | 0 | 46.2897 | 1.6071 | 0 | 367.0106 | 152.3555
|  |  | 46.7678 | 79.8625 | 33.0947 | 25.1068 | 0 | 0 | 382.6192 | 79.8625 | 33.0947 | 0 | 25.1068 | 0 | 21.661 | 342.9429 | 79.8625
|  |  | 41.1187 | 3.124 | -37.9947 | 0.98211 | 0 | 37.9947 | 340.4029 | 3.124 | 0 | 0 | 0.98211 | 0 | 40.1366 | 298.3467 | 3.124
|  |  | 30.6708 | 0 | -30.6708 | 0 | 0 | 30.6708 | 306.3243 | 0 | 0 | 0 | 0 | 0 | 30.6708 | 264.2681 | 0
|  |  | 23.3615 | 0 | -23.3615 | 0 | 0 | 23.3615 | 280.3671 | 0 | 0 | 0 | 0 | 0 | 23.3615 | 238.3108 | 0
|  |  | 23.6941 | 0 | -23.6941 | 0 | 0 | 23.6941 | 254.0403 | 0 | 0 | 0 | 0 | 0 | 23.6941 | 211.984 | 0
|  |  | 24.2768 | 0 | -24.2768 | 0 | 0 | 24.2768 | 227.066 | 0 | 0 | 0 | 0 | 0 | 24.2768 | 185.0097 | 0
|  |  | 24.5562 | 0 | -24.5562 | 0 | 0 | 24.5562 | 199.7814 | 0 | 0 | 0 | 0 | 0 | 24.5562 | 157.7251 | 0
|  |  | 24.0861 | 0 | -24.0861 | 0 | 0 | 24.0861 | 173.0191 | 0 | 0 | 0 | 0 | 0 | 24.0861 | 130.9628 | 0
|  |  | 22.6294 | 0 | -22.6294 | 0 | 0 | 22.6294 | 147.8753 | 0 | 0 | 0 | 0 | 0 | 22.6294 | 105.819 | 0
|  |  | 20.8758 | 0 | -20.8758 | 0 | 0 | 20.8758 | 124.68 | 0 | 0 | 0 | 0 | 0 | 20.8758 | 82.6237 | 0
|  |  | 18.9345 | 0 | -18.9345 | 0 | 0 | 18.9345 | 103.6416 | 0 | 0 | 0 | 0 | 0 | 18.9345 | 61.5854 | 0
|  |  | 15.4144 | 0 | -15.4144 | 0 | 0 | 15.4144 | 86.5145 | 0 | 0 | 0 | 0 | 0 | 15.4144 | 44.4582 | 0
|  |  | 11.7376 | 0 | -11.7376 | 0 | 0 | 11.7376 | 73.4727 | 0 | 0 | 0 | 0 | 0 | 11.7376 | 31.4164 | 0
|  |  | 16.1057 | 0.40051 | -15.7052 | 0.12591 | 0 | 15.7052 | 56.0224 | 0.40051 | 0 | 0 | 0.12591 | 0 | 15.9798 | 13.661 | 0.40051
|  |  | 19.9504 | 24.3512 | 4.4009 | 7.6554 | 4.4009 | 0 | 59.9832 | 19.9504 | 0 | 0 | 7.6554 | 0 | 12.2949 | 0 | 19.9504
|  |  | 26.3005 | 101.8106 | 75.5101 | 32.0068 | 75.5101 | 0 | 127.9423 | 26.3005 | 0 | 5.7062 | 26.3005 | 0 | 0 | 0 | 26.3005
|  |  | 31.0713 | 181.2726 | 150.2013 | 56.9876 | 150.2013 | 0 | 263.1235 | 31.0713 | 0 | 25.9164 | 31.0713 | 0 | 0 | 0 | 31.0713
|  |  | 33.2435 | 330.3439 | 297.1003 | 103.852 | 132.7731 | 0 | 382.6192 | 197.5708 | 164.3273 | 70.6085 | 33.2435 | 0 | 0 | 0 | 197.5708
|  |  | 33.9264 | 483.4203 | 449.4938 | 151.9755 | 0 | 0 | 382.6192 | 483.4203 | 449.4938 | 27.6714 | 33.9264 | 90.3776 | 0 | 81.3398 | 483.4203
|  |  | 35.3688 | 764.581 | 729.2123 | 240.3655 | 0 | 0 | 382.6192 | 764.581 | 729.2123 | 0 | 35.3688 | 204.9967 | 0 | 265.8369 | 764.581
|  |  | 34.1685 | 608.3806 | 574.2121 | 191.2599 | 0 | 0 | 382.6192 | 608.3806 | 574.2121 | 0 | 34.1685 | 157.0914 | 0 | 407.2191 | 608.3806
|  |  | 35.1159 | 405.8007 | 370.6848 | 127.5738 | 0 | 0 | 382.6192 | 405.8007 | 370.6848 | 0 | 35.1159 | 92.4579 | 0 | 490.4312 | 405.8007
|  |  | 40.4938 | 454.343 | 413.8491 | 142.8343 | 0 | 0 | 382.6192 | 454.343 | 413.8491 | 0 | 40.4938 | 102.3404 | 0 | 582.5376 | 454.343
|  |  | 46.2897 | 515.3813 | 469.0916 | 162.0232 | 0 | 0 | 382.6192 | 515.3813 | 469.0916 | 0 | 46.2897 | 115.7335 | 0 | 686.6978 | 515.3813
|  |  | 46.7678 | 237.2644 | 190.4967 | 74.5901 | 0 | 0 | 382.6192 | 237.2644 | 190.4967 | 0 | 46.7678 | 27.8223 | 0 | 711.7379 | 237.2644
|  |  | 41.1187 | 13.3772 | -27.7415 | 4.2055 | 0 | 27.7415 | 351.7953 | 13.3772 | 0 | 0 | 4.2055 | 0 | 36.9132 | 670.7232 | 13.3772
|  |  | 30.6708 | 0 | -30.6708 | 0 | 0 | 30.6708 | 317.7167 | 0 | 0 | 0 | 0 | 0 | 30.6708 | 636.6446 | 0
|  |  | 23.3615 | 0 | -23.3615 | 0 | 0 | 23.3615 | 291.7595 | 0 | 0 | 0 | 0 | 0 | 23.3615 | 610.6873 | 0
|  |  | 23.6941 | 0 | -23.6941 | 0 | 0 | 23.6941 | 265.4327 | 0 | 0 | 0 | 0 | 0 | 23.6941 | 584.3605 | 0
|  |  | 24.2768 | 0 | -24.2768 | 0 | 0 | 24.2768 | 238.4584 | 0 | 0 | 0 | 0 | 0 | 24.2768 | 557.3862 | 0
|  |  | 24.5562 | 0 | -24.5562 | 0 | 0 | 24.5562 | 211.1738 | 0 | 0 | 0 | 0 | 0 | 24.5562 | 530.1016 | 0
|  |  | 24.0861 | 0 | -24.0861 | 0 | 0 | 24.0861 | 184.4114 | 0 | 0 | 0 | 0 | 0 | 24.0861 | 503.3393 | 0
|  |  | 22.6294 | 0 | -22.6294 | 0 | 0 | 22.6294 | 159.2677 | 0 | 0 | 0 | 0 | 0 | 22.6294 | 478.1955 | 0
|  |  | 20.8758 | 0 | -20.8758 | 0 | 0 | 20.8758 | 136.0724 | 0 | 0 | 0 | 0 | 0 | 20.8758 | 455.0002 | 0
|  |  | 18.9345 | 0 | -18.9345 | 0 | 0 | 18.9345 | 115.034 | 0 | 0 | 0 | 0 | 0 | 18.9345 | 433.9619 | 0
|  |  | 15.4144 | 0 | -15.4144 | 0 | 0 | 15.4144 | 97.9069 | 0 | 0 | 0 | 0 | 0 | 15.4144 | 416.8347 | 0
|  |  | 11.7376 | 0 | -11.7376 | 0 | 0 | 11.7376 | 84.8651 | 0 | 0 | 0 | 0 | 0 | 11.7376 | 403.7929 | 0
|  |  | 16.1057 | 0.56072 | -15.545 | 0.17628 | 0 | 15.545 | 67.5928 | 0.56072 | 0 | 0 | 0.17628 | 0 | 15.9295 | 386.0935 | 0.56072
|  |  | 19.9504 | 29.7982 | 9.8479 | 9.3678 | 9.8479 | 0 | 76.4559 | 19.9504 | 0 | 0 | 9.3678 | 0 | 10.5825 | 374.3351 | 19.9504
|  |  | 26.3005 | 67.046 | 40.7455 | 21.0776 | 40.7455 | 0 | 113.1269 | 26.3005 | 0 | 0 | 21.0776 | 0 | 5.2229 | 368.5319 | 26.3005
|  |  | 31.0713 | 98.6866 | 67.6153 | 31.0247 | 67.6153 | 0 | 173.9807 | 31.0713 | 0 | 0 | 31.0247 | 0 | 0.046635 | 368.4801 | 31.0713
|  |  | 33.2435 | 115.4281 | 82.1846 | 36.2878 | 82.1846 | 0 | 247.9468 | 33.2435 | 0 | 0 | 33.2435 | 3.0442 | 0 | 371.2199 | 33.2435
|  |  | 33.9264 | 149.1514 | 115.2249 | 46.8895 | 115.2249 | 0 | 351.6492 | 33.9264 | 0 | 0 | 33.9264 | 12.9631 | 0 | 382.8867 | 33.9264
|  |  | 35.3688 | 134.2523 | 98.8835 | 42.2056 | 34.4111 | 0 | 382.6192 | 99.8411 | 64.4723 | 0 | 35.3688 | 6.8368 | 0 | 389.0398 | 99.8411
|  |  | 34.1685 | 147.6294 | 113.4609 | 46.4111 | 0 | 0 | 382.6192 | 147.6294 | 113.4609 | 0 | 34.1685 | 12.2425 | 0 | 400.0581 | 147.6294
|  |  | 35.1159 | 144.3452 | 109.2293 | 45.3786 | 0 | 0 | 382.6192 | 144.3452 | 109.2293 | 0 | 35.1159 | 10.2627 | 0 | 409.2945 | 144.3452
|  |  | 40.4938 | 119.6736 | 79.1797 | 37.6224 | 0 | 0 | 382.6192 | 119.6736 | 79.1797 | 0 | 37.6224 | 0 | 2.8714 | 406.1041 | 119.6736
|  |  | 46.2897 | 88.6738 | 42.3841 | 27.8769 | 0 | 0 | 382.6192 | 88.6738 | 42.3841 | 0 | 27.8769 | 0 | 18.4128 | 385.6454 | 88.6738
|  |  | 46.7678 | 47.1004 | 0.33266 | 14.8072 | 0 | 0 | 382.6192 | 47.1004 | 0.33266 | 0 | 14.8072 | 0 | 31.9606 | 350.1337 | 47.1004
|  |  | 41.1187 | 3.2041 | -37.9146 | 1.0073 | 0 | 37.9146 | 340.4919 | 3.2041 | 0 | 0 | 1.0073 | 0 | 40.1114 | 305.5654 | 3.2041
|  |  | 30.6708 | 0 | -30.6708 | 0 | 0 | 30.6708 | 306.4133 | 0 | 0 | 0 | 0 | 0 | 30.6708 | 271.4868 | 0
|  |  | 23.3615 | 0 | -23.3615 | 0 | 0 | 23.3615 | 280.4561 | 0 | 0 | 0 | 0 | 0 | 23.3615 | 245.5296 | 0
|  |  | 23.6941 | 0 | -23.6941 | 0 | 0 | 23.6941 | 254.1293 | 0 | 0 | 0 | 0 | 0 | 23.6941 | 219.2028 | 0
|  |  | 24.2768 | 0 | -24.2768 | 0 | 0 | 24.2768 | 227.155 | 0 | 0 | 0 | 0 | 0 | 24.2768 | 192.2285 | 0
|  |  | 24.5562 | 0 | -24.5562 | 0 | 0 | 24.5562 | 199.8704 | 0 | 0 | 0 | 0 | 0 | 24.5562 | 164.9439 | 0
|  |  | 30.2465 | 0 | -30.2465 | 0 | 0 | 30.2465 | 166.2632 | 0 | 0 | 0 | 0 | 0 | 30.2465 | 131.3367 | 0
|  |  | 28.1491 | 0 | -28.1491 | 0 | 0 | 28.1491 | 134.9864 | 0 | 0 | 0 | 0 | 0 | 28.1491 | 100.0599 | 0
|  |  | 25.2107 | 0 | -25.2107 | 0 | 0 | 25.2107 | 106.9745 | 0 | 0 | 0 | 0 | 0 | 25.2107 | 72.048 | 0
|  |  | 21.4417 | 0 | -21.4417 | 0 | 0 | 21.4417 | 83.1505 | 0 | 0 | 0 | 0 | 0 | 21.4417 | 48.224 | 0
|  |  | 17.5188 | 0 | -17.5188 | 0 | 0 | 17.5188 | 63.6851 | 0 | 0 | 0 | 0 | 0 | 17.5188 | 28.7586 | 0
|  |  | 14.3414 | 0 | -14.3414 | 0 | 0 | 14.3414 | 47.7502 | 0 | 0 | 0 | 0 | 0 | 14.3414 | 12.8237 | 0
|  |  | 11.6673 | 0.40051 | -11.2667 | 0.12591 | 0 | 11.2667 | 35.2316 | 0.40051 | 0 | 0 | 0.12591 | 0 | 11.5414 | 0 | 0.40051
|  |  | 9.167 | 174.3037 | 165.1367 | 54.7968 | 165.1367 | 0 | 183.8546 | 9.167 | 0 | 45.6298 | 9.167 | 0 | 0 | 0 | 9.167
|  |  | 7.1962 | 406.041 | 398.8448 | 127.6493 | 220.8496 | 0 | 382.6192 | 185.1914 | 177.9952 | 120.4531 | 7.1962 | 0 | 0 | 0 | 185.1914
|  |  | 6.03 | 614.3082 | 608.2782 | 193.1234 | 0 | 0 | 382.6192 | 614.3082 | 608.2782 | 187.0934 | 6.03 | 0 | 0 | 0 | 614.3082
|  |  | 6.0645 | 779.32 | 773.2555 | 244.999 | 0 | 0 | 382.6192 | 779.32 | 773.2555 | 238.9346 | 6.0645 | 0 | 0 | 0 | 779.32
|  |  | 6.9622 | 889.8618 | 882.8996 | 279.7507 | 0 | 0 | 382.6192 | 889.8618 | 882.8996 | 272.7885 | 6.9622 | 0 | 0 | 0 | 889.8618
|  |  | 9.2104 | 940.8873 | 931.6768 | 295.7918 | 0 | 0 | 382.6192 | 940.8873 | 931.6768 | 286.5814 | 9.2104 | 0 | 0 | 0 | 940.8873
|  |  | 12.2202 | 932.3163 | 920.096 | 293.0973 | 0 | 0 | 382.6192 | 932.3163 | 920.096 | 280.8771 | 12.2202 | 0 | 0 | 0 | 932.3163
|  |  | 15.3949 | 863.0274 | 847.6324 | 271.3146 | 0 | 0 | 382.6192 | 863.0274 | 847.6324 | 255.9197 | 15.3949 | 0 | 0 | 0 | 863.0274
|  |  | 18.6761 | 736.6252 | 717.9491 | 231.5769 | 0 | 0 | 382.6192 | 736.6252 | 717.9491 | 4.1922 | 18.6761 | 208.7086 | 0 | 187.8377 | 736.6252
|  |  | 22.1391 | 533.7248 | 511.5857 | 167.79 | 0 | 0 | 382.6192 | 533.7248 | 511.5857 | 0 | 22.1391 | 145.6508 | 0 | 318.9235 | 533.7248
|  |  | 26.0591 | 288.8506 | 262.7915 | 90.8075 | 0 | 0 | 382.6192 | 288.8506 | 262.7915 | 0 | 26.0591 | 64.7484 | 0 | 377.197 | 288.8506
|  |  | 29.8278 | 14.0981 | -15.7297 | 4.4321 | 0 | 15.7297 | 365.1418 | 14.0981 | 0 | 0 | 4.4321 | 0 | 25.3957 | 348.9796 | 14.0981
|  |  | 32.3465 | 0 | -32.3465 | 0 | 0 | 32.3465 | 329.2012 | 0 | 0 | 0 | 0 | 0 | 32.3465 | 313.039 | 0
|  |  | 33.6507 | 0 | -33.6507 | 0 | 0 | 33.6507 | 291.8116 | 0 | 0 | 0 | 0 | 0 | 33.6507 | 275.6494 | 0
|  |  | 34.0882 | 0 | -34.0882 | 0 | 0 | 34.0882 | 253.9358 | 0 | 0 | 0 | 0 | 0 | 34.0882 | 237.7736 | 0
|  |  | 33.501 | 0 | -33.501 | 0 | 0 | 33.501 | 216.7125 | 0 | 0 | 0 | 0 | 0 | 33.501 | 200.5503 | 0
|  |  | 32.1465 | 0 | -32.1465 | 0 | 0 | 32.1465 | 180.9941 | 0 | 0 | 0 | 0 | 0 | 32.1465 | 164.832 | 0
|  |  | 30.2465 | 0 | -30.2465 | 0 | 0 | 30.2465 | 147.387 | 0 | 0 | 0 | 0 | 0 | 30.2465 | 131.2248 | 0
|  |  | 28.1491 | 0 | -28.1491 | 0 | 0 | 28.1491 | 116.1102 | 0 | 0 | 0 | 0 | 0 | 28.1491 | 99.948 | 0
|  |  | 25.2107 | 0 | -25.2107 | 0 | 0 | 25.2107 | 88.0983 | 0 | 0 | 0 | 0 | 0 | 25.2107 | 71.9361 | 0
|  |  | 21.4417 | 0 | -21.4417 | 0 | 0 | 21.4417 | 64.2742 | 0 | 0 | 0 | 0 | 0 | 21.4417 | 48.112 | 0
|  |  | 17.5188 | 0 | -17.5188 | 0 | 0 | 17.5188 | 44.8089 | 0 | 0 | 0 | 0 | 0 | 17.5188 | 28.6467 | 0
|  |  | 14.3414 | 0 | -14.3414 | 0 | 0 | 14.3414 | 28.874 | 0 | 0 | 0 | 0 | 0 | 14.3414 | 12.7118 | 0
|  |  | 11.6673 | 0.72093 | -10.9463 | 0.22664 | 0 | 10.9463 | 16.7114 | 0.72093 | 0 | 0 | 0.22664 | 0 | 11.4406 | 0 | 0.72093
|  |  | 9.167 | 154.7586 | 145.5916 | 48.6523 | 145.5916 | 0 | 147.7438 | 9.167 | 0 | 39.4853 | 9.167 | 0 | 0 | 0 | 9.167
|  |  | 7.1962 | 351.491 | 344.2948 | 110.5001 | 260.9727 | 0 | 382.6192 | 90.5183 | 83.3221 | 103.3039 | 7.1962 | 0 | 0 | 0 | 90.5183
|  |  | 6.03 | 526.1952 | 520.1652 | 165.4228 | 0 | 0 | 382.6192 | 526.1952 | 520.1652 | 159.3928 | 6.03 | 0 | 0 | 0 | 526.1952
|  |  | 6.0645 | 668.8582 | 662.7938 | 210.2726 | 0 | 0 | 382.6192 | 668.8582 | 662.7938 | 204.2081 | 6.0645 | 0 | 0 | 0 | 668.8582
|  |  | 6.9622 | 758.0126 | 751.0504 | 238.3005 | 0 | 0 | 382.6192 | 758.0126 | 751.0504 | 231.3383 | 6.9622 | 0 | 0 | 0 | 758.0126
|  |  | 9.2104 | 801.188 | 791.9776 | 251.8738 | 0 | 0 | 382.6192 | 801.188 | 791.9776 | 242.6634 | 9.2104 | 0 | 0 | 0 | 801.188
|  |  | 12.2202 | 780.7618 | 768.5416 | 245.4523 | 0 | 0 | 382.6192 | 780.7618 | 768.5416 | 233.2321 | 12.2202 | 0 | 0 | 0 | 780.7618
|  |  | 15.3949 | 709.4703 | 694.0754 | 223.04 | 0 | 0 | 382.6192 | 709.4703 | 694.0754 | 134.7846 | 15.3949 | 72.8605 | 0 | 65.5744 | 709.4703
|  |  | 18.6761 | 590.1172 | 571.4411 | 185.5183 | 0 | 0 | 382.6192 | 590.1172 | 571.4411 | 0 | 18.6761 | 166.8423 | 0 | 215.7325 | 590.1172
|  |  | 22.1391 | 424.6248 | 402.4857 | 133.4916 | 0 | 0 | 382.6192 | 424.6248 | 402.4857 | 0 | 22.1391 | 111.3525 | 0 | 315.9497 | 424.6248
|  |  | 26.0591 | 233.1792 | 207.1201 | 73.3058 | 0 | 0 | 382.6192 | 233.1792 | 207.1201 | 0 | 26.0591 | 47.2467 | 0 | 358.4717 | 233.1792
|  |  | 29.8278 | 7.9302 | -21.8977 | 2.4931 | 0 | 21.8977 | 358.2885 | 7.9302 | 0 | 0 | 2.4931 | 0 | 27.3348 | 328.0997 | 7.9302
|  |  | 32.3465 | 0 | -32.3465 | 0 | 0 | 32.3465 | 322.348 | 0 | 0 | 0 | 0 | 0 | 32.3465 | 292.1592 | 0
|  |  | 33.6507 | 0 | -33.6507 | 0 | 0 | 33.6507 | 284.9583 | 0 | 0 | 0 | 0 | 0 | 33.6507 | 254.7695 | 0
|  |  | 34.0882 | 0 | -34.0882 | 0 | 0 | 34.0882 | 247.0825 | 0 | 0 | 0 | 0 | 0 | 34.0882 | 216.8938 | 0
|  |  | 33.501 | 0 | -33.501 | 0 | 0 | 33.501 | 209.8592 | 0 | 0 | 0 | 0 | 0 | 33.501 | 179.6705 | 0
|  |  | 32.1465 | 0 | -32.1465 | 0 | 0 | 32.1465 | 174.1409 | 0 | 0 | 0 | 0 | 0 | 32.1465 | 143.9521 | 0
|  |  | 24.0861 | 0 | -24.0861 | 0 | 0 | 24.0861 | 147.3786 | 0 | 0 | 0 | 0 | 0 | 24.0861 | 117.1898 | 0
|  |  | 22.6294 | 0 | -22.6294 | 0 | 0 | 22.6294 | 122.2348 | 0 | 0 | 0 | 0 | 0 | 22.6294 | 92.046 | 0
|  |  | 20.8758 | 0 | -20.8758 | 0 | 0 | 20.8758 | 99.0395 | 0 | 0 | 0 | 0 | 0 | 20.8758 | 68.8508 | 0
|  |  | 18.9345 | 0 | -18.9345 | 0 | 0 | 18.9345 | 78.0012 | 0 | 0 | 0 | 0 | 0 | 18.9345 | 47.8124 | 0
|  |  | 15.4144 | 0 | -15.4144 | 0 | 0 | 15.4144 | 60.874 | 0 | 0 | 0 | 0 | 0 | 15.4144 | 30.6853 | 0
|  |  | 11.7376 | 0 | -11.7376 | 0 | 0 | 11.7376 | 47.8322 | 0 | 0 | 0 | 0 | 0 | 11.7376 | 17.6435 | 0
|  |  | 16.1057 | 0.72093 | -15.3848 | 0.22664 | 0 | 15.3848 | 30.738 | 0.72093 | 0 | 0 | 0.22664 | 0 | 15.8791 | 0 | 0.72093
|  |  | 19.9504 | 177.9884 | 158.038 | 55.9552 | 158.038 | 0 | 172.9722 | 19.9504 | 0 | 36.0048 | 19.9504 | 0 | 0 | 0 | 19.9504
|  |  | 26.3005 | 403.1573 | 376.8568 | 126.7427 | 232.9412 | 0 | 382.6192 | 170.2161 | 143.9156 | 100.4422 | 26.3005 | 0 | 0 | 0 | 170.2161
|  |  | 31.0713 | 600.6106 | 569.5394 | 188.8172 | 0 | 0 | 382.6192 | 600.6106 | 569.5394 | 157.7459 | 31.0713 | 0 | 0 | 0 | 600.6106
|  |  | 33.2435 | 753.1263 | 719.8828 | 236.7644 | 0 | 0 | 382.6192 | 753.1263 | 719.8828 | 203.5209 | 33.2435 | 0 | 0 | 0 | 753.1263
|  |  | 33.9264 | 852.3737 | 818.4473 | 267.9653 | 0 | 0 | 382.6192 | 852.3737 | 818.4473 | 234.0389 | 33.9264 | 0 | 0 | 0 | 852.3737
|  |  | 35.3688 | 890.6628 | 855.294 | 280.0025 | 0 | 0 | 382.6192 | 890.6628 | 855.294 | 244.6337 | 35.3688 | 0 | 0 | 0 | 890.6628
|  |  | 34.1685 | 868.8749 | 834.7063 | 273.1529 | 0 | 0 | 382.6192 | 868.8749 | 834.7063 | 238.9844 | 34.1685 | 0 | 0 | 0 | 868.8749
|  |  | 35.1159 | 787.3302 | 752.2143 | 247.5173 | 0 | 0 | 382.6192 | 787.3302 | 752.2143 | 127.394 | 35.1159 | 85.0074 | 0 | 76.5066 | 787.3302
|  |  | 40.4938 | 650.9152 | 610.4214 | 204.6317 | 0 | 0 | 382.6192 | 650.9152 | 610.4214 | 0 | 40.4938 | 164.1379 | 0 | 224.2307 | 650.9152
|  |  | 46.2897 | 468.2809 | 421.9912 | 147.216 | 0 | 0 | 382.6192 | 468.2809 | 421.9912 | 0 | 46.2897 | 100.9263 | 0 | 315.0644 | 468.2809
|  |  | 46.7678 | 255.2075 | 208.4397 | 80.231 | 0 | 0 | 382.6192 | 255.2075 | 208.4397 | 0 | 46.7678 | 33.4632 | 0 | 345.1813 | 255.2075
|  |  | 41.1187 | 6.4082 | -34.7105 | 2.0146 | 0 | 34.7105 | 344.0521 | 6.4082 | 0 | 0 | 2.0146 | 0 | 39.1041 | 301.7323 | 6.4082
|  |  | 30.6708 | 0 | -30.6708 | 0 | 0 | 30.6708 | 309.9735 | 0 | 0 | 0 | 0 | 0 | 30.6708 | 267.6537 | 0
|  |  | 23.3615 | 0 | -23.3615 | 0 | 0 | 23.3615 | 284.0162 | 0 | 0 | 0 | 0 | 0 | 23.3615 | 241.6964 | 0
|  |  | 23.6941 | 0 | -23.6941 | 0 | 0 | 23.6941 | 257.6894 | 0 | 0 | 0 | 0 | 0 | 23.6941 | 215.3696 | 0
|  |  | 24.2768 | 0 | -24.2768 | 0 | 0 | 24.2768 | 230.7151 | 0 | 0 | 0 | 0 | 0 | 24.2768 | 188.3953 | 0
|  |  | 24.5562 | 0 | -24.5562 | 0 | 0 | 24.5562 | 203.4305 | 0 | 0 | 0 | 0 | 0 | 24.5562 | 161.1107 | 0
|  |  | 24.0861 | 0 | -24.0861 | 0 | 0 | 24.0861 | 176.6682 | 0 | 0 | 0 | 0 | 0 | 24.0861 | 134.3484 | 0
|  |  | 22.6294 | 0 | -22.6294 | 0 | 0 | 22.6294 | 151.5244 | 0 | 0 | 0 | 0 | 0 | 22.6294 | 109.2046 | 0
|  |  | 20.8758 | 0 | -20.8758 | 0 | 0 | 20.8758 | 128.3291 | 0 | 0 | 0 | 0 | 0 | 20.8758 | 86.0093 | 0
|  |  | 18.9345 | 0 | -18.9345 | 0 | 0 | 18.9345 | 107.2908 | 0 | 0 | 0 | 0 | 0 | 18.9345 | 64.971 | 0
|  |  | 15.4144 | 0 | -15.4144 | 0 | 0 | 15.4144 | 90.1636 | 0 | 0 | 0 | 0 | 0 | 15.4144 | 47.8439 | 0
|  |  | 11.7376 | 0 | -11.7376 | 0 | 0 | 11.7376 | 77.1218 | 0 | 0 | 0 | 0 | 0 | 11.7376 | 34.802 | 0
|  |  | 16.1057 | 0.64082 | -15.4649 | 0.20146 | 0 | 15.4649 | 59.9386 | 0.64082 | 0 | 0 | 0.20146 | 0 | 15.9043 | 17.1306 | 0.64082
|  |  | 19.9504 | 14.4185 | -5.5319 | 4.5328 | 0 | 5.5319 | 53.792 | 14.4185 | 0 | 0 | 4.5328 | 0 | 15.4176 | 0 | 14.4185
|  |  | 26.3005 | 433.1958 | 406.8953 | 136.1861 | 365.3636 | 0 | 382.6192 | 67.8323 | 41.5317 | 109.8856 | 26.3005 | 0 | 0 | 0 | 67.8323
|  |  | 31.0713 | 564.8047 | 533.7334 | 177.5607 | 0 | 0 | 382.6192 | 564.8047 | 533.7334 | 146.4894 | 31.0713 | 0 | 0 | 0 | 564.8047
|  |  | 33.2435 | 857.7406 | 824.497 | 269.6526 | 0 | 0 | 382.6192 | 857.7406 | 824.497 | 236.409 | 33.2435 | 0 | 0 | 0 | 857.7406
|  |  | 33.9264 | 969.5641 | 935.6376 | 304.8071 | 0 | 0 | 382.6192 | 969.5641 | 935.6376 | 270.8807 | 33.9264 | 0 | 0 | 0 | 969.5641
|  |  | 35.3688 | 1021.3105 | 985.9417 | 321.0749 | 0 | 0 | 382.6192 | 1021.3105 | 985.9417 | 285.7061 | 35.3688 | 0 | 0 | 0 | 1021.3105
|  |  | 34.1685 | 489.0275 | 454.8589 | 153.7382 | 0 | 0 | 382.6192 | 489.0275 | 454.8589 | 119.5697 | 34.1685 | 0 | 0 | 0 | 489.0275
|  |  | 35.1159 | 905.642 | 870.5261 | 284.7116 | 0 | 0 | 382.6192 | 905.642 | 870.5261 | 182.6269 | 35.1159 | 66.9688 | 0 | 60.2719 | 905.642
|  |  | 40.4938 | 652.5974 | 612.1035 | 205.1606 | 0 | 0 | 382.6192 | 652.5974 | 612.1035 | 0 | 40.4938 | 164.6667 | 0 | 208.472 | 652.5974
|  |  | 46.2897 | 540.5336 | 494.2439 | 169.9305 | 0 | 0 | 382.6192 | 540.5336 | 494.2439 | 0 | 46.2897 | 123.6408 | 0 | 319.7487 | 540.5336
|  |  | 46.7678 | 169.898 | 123.1302 | 53.4118 | 0 | 0 | 382.6192 | 169.898 | 123.1302 | 0 | 46.7678 | 6.644 | 0 | 325.7283 | 169.898
|  |  | 41.1187 | 12.9767 | -28.142 | 4.0795 | 0 | 28.142 | 351.3503 | 12.9767 | 0 | 0 | 4.0795 | 0 | 37.0391 | 284.5737 | 12.9767
|  |  | 30.6708 | 0 | -30.6708 | 0 | 0 | 30.6708 | 317.2717 | 0 | 0 | 0 | 0 | 0 | 30.6708 | 250.4951 | 0
|  |  | 23.3615 | 0 | -23.3615 | 0 | 0 | 23.3615 | 291.3144 | 0 | 0 | 0 | 0 | 0 | 23.3615 | 224.5378 | 0
|  |  | 23.6941 | 0 | -23.6941 | 0 | 0 | 23.6941 | 264.9876 | 0 | 0 | 0 | 0 | 0 | 23.6941 | 198.211 | 0
|  |  | 24.2768 | 0 | -24.2768 | 0 | 0 | 24.2768 | 238.0134 | 0 | 0 | 0 | 0 | 0 | 24.2768 | 171.2367 | 0
|  |  | 24.5562 | 0 | -24.5562 | 0 | 0 | 24.5562 | 210.7287 | 0 | 0 | 0 | 0 | 0 | 24.5562 | 143.9521 | 0
|  |  | 24.0861 | 0 | -24.0861 | 0 | 0 | 24.0861 | 183.9664 | 0 | 0 | 0 | 0 | 0 | 24.0861 | 117.1898 | 0
|  |  | 22.6294 | 0 | -22.6294 | 0 | 0 | 22.6294 | 158.8227 | 0 | 0 | 0 | 0 | 0 | 22.6294 | 92.046 | 0
|  |  | 20.8758 | 0 | -20.8758 | 0 | 0 | 20.8758 | 135.6274 | 0 | 0 | 0 | 0 | 0 | 20.8758 | 68.8508 | 0
|  |  | 18.9345 | 0 | -18.9345 | 0 | 0 | 18.9345 | 114.589 | 0 | 0 | 0 | 0 | 0 | 18.9345 | 47.8124 | 0
|  |  | 15.4144 | 0 | -15.4144 | 0 | 0 | 15.4144 | 97.4619 | 0 | 0 | 0 | 0 | 0 | 15.4144 | 30.6853 | 0
|  |  | 11.7376 | 0 | -11.7376 | 0 | 0 | 11.7376 | 84.4201 | 0 | 0 | 0 | 0 | 0 | 11.7376 | 17.6435 | 0
|  |  | 16.1057 | 0.72093 | -15.3848 | 0.22664 | 0 | 15.3848 | 67.3258 | 0.72093 | 0 | 0 | 0.22664 | 0 | 15.8791 | 0 | 0.72093
|  |  | 19.9504 | 157.1617 | 137.2113 | 49.4078 | 137.2113 | 0 | 190.816 | 19.9504 | 0 | 29.4574 | 19.9504 | 0 | 0 | 0 | 19.9504
|  |  | 26.3005 | 358.8605 | 332.5599 | 112.8169 | 213.1147 | 0 | 382.6192 | 145.7457 | 119.4452 | 86.5164 | 26.3005 | 0 | 0 | 0 | 145.7457
|  |  | 31.0713 | 538.9315 | 507.8602 | 169.4268 | 0 | 0 | 382.6192 | 538.9315 | 507.8602 | 138.3555 | 31.0713 | 0 | 0 | 0 | 538.9315
|  |  | 33.2435 | 678.791 | 645.5474 | 213.3952 | 0 | 0 | 382.6192 | 678.791 | 645.5474 | 180.1517 | 33.2435 | 0 | 0 | 0 | 678.791
|  |  | 33.9264 | 776.5965 | 742.67 | 244.1428 | 0 | 0 | 382.6192 | 776.5965 | 742.67 | 210.2164 | 33.9264 | 0 | 0 | 0 | 776.5965
|  |  | 35.3688 | 814.8856 | 779.5168 | 256.18 | 0 | 0 | 382.6192 | 814.8856 | 779.5168 | 220.8112 | 35.3688 | 0 | 0 | 0 | 814.8856
|  |  | 34.1685 | 799.1854 | 765.0169 | 251.2443 | 0 | 0 | 382.6192 | 799.1854 | 765.0169 | 217.0757 | 34.1685 | 0 | 0 | 0 | 799.1854
|  |  | 35.1159 | 727.5736 | 692.4577 | 228.7312 | 0 | 0 | 382.6192 | 727.5736 | 692.4577 | 94.7181 | 35.1159 | 98.8972 | 0 | 89.0075 | 727.5736
|  |  | 40.4938 | 603.8949 | 563.401 | 189.8497 | 0 | 0 | 382.6192 | 603.8949 | 563.401 | 0 | 40.4938 | 149.3559 | 0 | 223.4278 | 603.8949
|  |  | 46.2897 | 432.4749 | 386.1852 | 135.9595 | 0 | 0 | 382.6192 | 432.4749 | 386.1852 | 0 | 46.2897 | 89.6698 | 0 | 304.1306 | 432.4749
|  |  | 46.7678 | 232.218 | 185.4502 | 73.0036 | 0 | 0 | 382.6192 | 232.218 | 185.4502 | 0 | 46.7678 | 26.2358 | 0 | 327.7429 | 232.218
|  |  | 41.1187 | 7.2093 | -33.9094 | 2.2664 | 0 | 33.9094 | 344.9421 | 7.2093 | 0 | 0 | 2.2664 | 0 | 38.8523 | 284.5737 | 7.2093
|  |  | 30.6708 | 0 | -30.6708 | 0 | 0 | 30.6708 | 310.8635 | 0 | 0 | 0 | 0 | 0 | 30.6708 | 250.4951 | 0
|  |  | 23.3615 | 0 | -23.3615 | 0 | 0 | 23.3615 | 284.9062 | 0 | 0 | 0 | 0 | 0 | 23.3615 | 224.5378 | 0
|  |  | 23.6941 | 0 | -23.6941 | 0 | 0 | 23.6941 | 258.5794 | 0 | 0 | 0 | 0 | 0 | 23.6941 | 198.211 | 0
|  |  | 24.2768 | 0 | -24.2768 | 0 | 0 | 24.2768 | 231.6051 | 0 | 0 | 0 | 0 | 0 | 24.2768 | 171.2367 | 0
|  |  | 24.5562 | 0 | -24.5562 | 0 | 0 | 24.5562 | 204.3205 | 0 | 0 | 0 | 0 | 0 | 24.5562 | 143.9521 | 0
|  |  | 24.0861 | 0 | -24.0861 | 0 | 0 | 24.0861 | 177.5582 | 0 | 0 | 0 | 0 | 0 | 24.0861 | 117.1898 | 0
|  |  | 22.6294 | 0 | -22.6294 | 0 | 0 | 22.6294 | 152.4144 | 0 | 0 | 0 | 0 | 0 | 22.6294 | 92.046 | 0
|  |  | 20.8758 | 0 | -20.8758 | 0 | 0 | 20.8758 | 129.2191 | 0 | 0 | 0 | 0 | 0 | 20.8758 | 68.8508 | 0
|  |  | 18.9345 | 0 | -18.9345 | 0 | 0 | 18.9345 | 108.1808 | 0 | 0 | 0 | 0 | 0 | 18.9345 | 47.8124 | 0
|  |  | 15.4144 | 0 | -15.4144 | 0 | 0 | 15.4144 | 91.0537 | 0 | 0 | 0 | 0 | 0 | 15.4144 | 30.6853 | 0
|  |  | 11.7376 | 0 | -11.7376 | 0 | 0 | 11.7376 | 78.0118 | 0 | 0 | 0 | 0 | 0 | 11.7376 | 17.6435 | 0
|  |  | 16.1057 | 0.72093 | -15.3848 | 0.22664 | 0 | 15.3848 | 60.9176 | 0.72093 | 0 | 0 | 0.22664 | 0 | 15.8791 | 0 | 0.72093
|  |  | 19.9504 | 172.9419 | 152.9915 | 54.3687 | 152.9915 | 0 | 198.61 | 19.9504 | 0 | 34.4183 | 19.9504 | 0 | 0 | 0 | 19.9504
|  |  | 26.3005 | 394.7465 | 368.446 | 124.0986 | 204.4547 | 0 | 382.6192 | 190.2918 | 163.9912 | 97.7981 | 26.3005 | 0 | 0 | 0 | 190.2918
|  |  | 31.0713 | 592.6805 | 561.6092 | 186.3242 | 0 | 0 | 382.6192 | 592.6805 | 561.6092 | 155.2529 | 31.0713 | 0 | 0 | 0 | 592.6805
|  |  | 33.2435 | 746.3176 | 713.0741 | 234.6239 | 0 | 0 | 382.6192 | 746.3176 | 713.0741 | 201.3804 | 33.2435 | 0 | 0 | 0 | 746.3176
|  |  | 33.9264 | 844.1231 | 810.1967 | 265.3716 | 0 | 0 | 382.6192 | 844.1231 | 810.1967 | 231.4451 | 33.9264 | 0 | 0 | 0 | 844.1231
|  |  | 35.3688 | 882.3321 | 846.9634 | 277.3835 | 0 | 0 | 382.6192 | 882.3321 | 846.9634 | 242.0148 | 35.3688 | 0 | 0 | 0 | 882.3321
|  |  | 34.1685 | 860.7845 | 826.6159 | 270.6095 | 0 | 0 | 382.6192 | 860.7845 | 826.6159 | 236.4409 | 34.1685 | 0 | 0 | 0 | 860.7845
|  |  | 35.1159 | 780.922 | 745.8061 | 245.5027 | 0 | 0 | 382.6192 | 780.922 | 745.8061 | 137.829 | 35.1159 | 72.5578 | 0 | 65.302 | 780.922
|  |  | 40.4938 | 644.6672 | 604.1733 | 202.6675 | 0 | 0 | 382.6192 | 644.6672 | 604.1733 | 0 | 40.4938 | 162.1737 | 0 | 211.2583 | 644.6672
|  |  | 46.2897 | 461.4721 | 415.1824 | 145.0755 | 0 | 0 | 382.6192 | 461.4721 | 415.1824 | 0 | 46.2897 | 98.7858 | 0 | 300.1655 | 461.4721
|  |  | 46.7678 | 247.5176 | 200.7498 | 77.8134 | 0 | 0 | 382.6192 | 247.5176 | 200.7498 | 0 | 46.7678 | 31.0457 | 0 | 328.1066 | 247.5176
|  |  | 41.1187 | 6.1679 | -34.9508 | 1.939 | 0 | 34.9508 | 343.7851 | 6.1679 | 0 | 0 | 1.939 | 0 | 39.1796 | 284.5737 | 6.1679
|  |  | 30.6708 | 0 | -30.6708 | 0 | 0 | 30.6708 | 309.7064 | 0 | 0 | 0 | 0 | 0 | 30.6708 | 250.4951 | 0
|  |  | 23.3615 | 0 | -23.3615 | 0 | 0 | 23.3615 | 283.7492 | 0 | 0 | 0 | 0 | 0 | 23.3615 | 224.5378 | 0
|  |  | 23.6941 | 0 | -23.6941 | 0 | 0 | 23.6941 | 257.4224 | 0 | 0 | 0 | 0 | 0 | 23.6941 | 198.211 | 0
|  |  | 24.2768 | 0 | -24.2768 | 0 | 0 | 24.2768 | 230.4481 | 0 | 0 | 0 | 0 | 0 | 24.2768 | 171.2367 | 0
|  |  | 24.5562 | 0 | -24.5562 | 0 | 0 | 24.5562 | 203.1635 | 0 | 0 | 0 | 0 | 0 | 24.5562 | 143.9521 | 0
|  |  | 24.0861 | 0 | -24.0861 | 0 | 0 | 24.0861 | 176.4012 | 0 | 0 | 0 | 0 | 0 | 24.0861 | 117.1898 | 0
|  |  | 22.6294 | 0 | -22.6294 | 0 | 0 | 22.6294 | 151.2574 | 0 | 0 | 0 | 0 | 0 | 22.6294 | 92.046 | 0
|  |  | 20.8758 | 0 | -20.8758 | 0 | 0 | 20.8758 | 128.0621 | 0 | 0 | 0 | 0 | 0 | 20.8758 | 68.8508 | 0
|  |  | 18.9345 | 0 | -18.9345 | 0 | 0 | 18.9345 | 107.0238 | 0 | 0 | 0 | 0 | 0 | 18.9345 | 47.8124 | 0
|  |  | 15.4144 | 0 | -15.4144 | 0 | 0 | 15.4144 | 89.8966 | 0 | 0 | 0 | 0 | 0 | 15.4144 | 30.6853 | 0
|  |  | 11.7376 | 0 | -11.7376 | 0 | 0 | 11.7376 | 76.8548 | 0 | 0 | 0 | 0 | 0 | 11.7376 | 17.6435 | 0
|  |  | 16.1057 | 0.72093 | -15.3848 | 0.22664 | 0 | 15.3848 | 59.7606 | 0.72093 | 0 | 0 | 0.22664 | 0 | 15.8791 | 0 | 0.72093
|  |  | 19.9504 | 162.4484 | 142.4981 | 51.0698 | 142.4981 | 0 | 188.0088 | 19.9504 | 0 | 31.1194 | 19.9504 | 0 | 0 | 0 | 19.9504
|  |  | 26.3005 | 367.4315 | 341.1309 | 115.5114 | 216.2338 | 0 | 382.6192 | 151.1976 | 124.8971 | 89.2109 | 26.3005 | 0 | 0 | 0 | 151.1976
|  |  | 31.0713 | 550.9469 | 519.8756 | 173.2042 | 0 | 0 | 382.6192 | 550.9469 | 519.8756 | 142.1329 | 31.0713 | 0 | 0 | 0 | 550.9469
|  |  | 33.2435 | 690.0855 | 656.8419 | 216.9459 | 0 | 0 | 382.6192 | 690.0855 | 656.8419 | 183.7024 | 33.2435 | 0 | 0 | 0 | 690.0855
|  |  | 33.9264 | 784.2863 | 750.3599 | 246.5603 | 0 | 0 | 382.6192 | 784.2863 | 750.3599 | 212.6339 | 33.9264 | 0 | 0 | 0 | 784.2863
|  |  | 35.3688 | 820.4928 | 785.124 | 257.9428 | 0 | 0 | 382.6192 | 820.4928 | 785.124 | 222.574 | 35.3688 | 0 | 0 | 0 | 820.4928
|  |  | 34.1685 | 797.9839 | 763.8154 | 250.8665 | 0 | 0 | 382.6192 | 797.9839 | 763.8154 | 216.698 | 34.1685 | 0 | 0 | 0 | 797.9839
|  |  | 35.1159 | 719.4832 | 684.3673 | 226.1878 | 0 | 0 | 382.6192 | 719.4832 | 684.3673 | 62.0099 | 35.1159 | 129.062 | 0 | 116.1558 | 719.4832
|  |  | 40.4938 | 594.9234 | 554.4295 | 187.0293 | 0 | 0 | 382.6192 | 594.9234 | 554.4295 | 0 | 40.4938 | 146.5354 | 0 | 248.0377 | 594.9234
|  |  | 46.2897 | 424.4646 | 378.175 | 133.4413 | 0 | 0 | 382.6192 | 424.4646 | 378.175 | 0 | 46.2897 | 87.1516 | 0 | 326.4741 | 424.4646
|  |  | 46.7678 | 228.1327 | 181.3649 | 71.7193 | 0 | 0 | 382.6192 | 228.1327 | 181.3649 | 0 | 46.7678 | 24.9515 | 0 | 348.9305 | 228.1327
|  |  | 41.1187 | 6.0077 | -35.111 | 1.8887 | 0 | 35.111 | 343.6071 | 6.0077 | 0 | 0 | 1.8887 | 0 | 39.23 | 305.3416 | 6.0077
|  |  | 30.6708 | 0 | -30.6708 | 0 | 0 | 30.6708 | 309.5284 | 0 | 0 | 0 | 0 | 0 | 30.6708 | 271.263 | 0
|  |  | 23.3615 | 0 | -23.3615 | 0 | 0 | 23.3615 | 283.5712 | 0 | 0 | 0 | 0 | 0 | 23.3615 | 245.3057 | 0
|  |  | 23.6941 | 0 | -23.6941 | 0 | 0 | 23.6941 | 257.2444 | 0 | 0 | 0 | 0 | 0 | 23.6941 | 218.9789 | 0
|  |  | 24.2768 | 0 | -24.2768 | 0 | 0 | 24.2768 | 230.2701 | 0 | 0 | 0 | 0 | 0 | 24.2768 | 192.0046 | 0
|  |  | 24.5562 | 0 | -24.5562 | 0 | 0 | 24.5562 | 202.9855 | 0 | 0 | 0 | 0 | 0 | 24.5562 | 164.72 | 0
|  |  | 30.2465 | 0 | -30.2465 | 0 | 0 | 30.2465 | 169.3783 | 0 | 0 | 0 | 0 | 0 | 30.2465 | 131.1129 | 0
|  |  | 28.1491 | 0 | -28.1491 | 0 | 0 | 28.1491 | 138.1015 | 0 | 0 | 0 | 0 | 0 | 28.1491 | 99.8361 | 0
|  |  | 25.2107 | 0 | -25.2107 | 0 | 0 | 25.2107 | 110.0896 | 0 | 0 | 0 | 0 | 0 | 25.2107 | 71.8242 | 0
|  |  | 21.4417 | 0 | -21.4417 | 0 | 0 | 21.4417 | 86.2656 | 0 | 0 | 0 | 0 | 0 | 21.4417 | 48.0001 | 0
|  |  | 17.5188 | 0 | -17.5188 | 0 | 0 | 17.5188 | 66.8002 | 0 | 0 | 0 | 0 | 0 | 17.5188 | 28.5347 | 0
|  |  | 14.3414 | 0 | -14.3414 | 0 | 0 | 14.3414 | 50.8653 | 0 | 0 | 0 | 0 | 0 | 14.3414 | 12.5999 | 0
|  |  | 11.6673 | 1.0413 | -10.6259 | 0.32737 | 0 | 10.6259 | 39.0587 | 1.0413 | 0 | 0 | 0.32737 | 0 | 11.3399 | 0 | 1.0413
|  |  | 9.167 | 193.4482 | 184.2813 | 60.8154 | 184.2813 | 0 | 204.9119 | 9.167 | 0 | 51.6484 | 9.167 | 0 | 0 | 0 | 9.167
|  |  | 7.1962 | 425.1856 | 417.9893 | 133.6679 | 197.4526 | 0 | 382.6192 | 227.7329 | 220.5367 | 126.4717 | 7.1962 | 0 | 0 | 0 | 227.7329
|  |  | 6.03 | 627.2849 | 621.2549 | 197.203 | 0 | 0 | 382.6192 | 627.2849 | 621.2549 | 191.1729 | 6.03 | 0 | 0 | 0 | 627.2849
|  |  | 6.0645 | 782.8445 | 776.78 | 246.1071 | 0 | 0 | 382.6192 | 782.8445 | 776.78 | 240.0426 | 6.0645 | 0 | 0 | 0 | 782.8445
|  |  | 6.9622 | 881.5311 | 874.5689 | 277.1317 | 0 | 0 | 382.6192 | 881.5311 | 874.5689 | 270.1695 | 6.9622 | 0 | 0 | 0 | 881.5311
|  |  | 9.2104 | 918.3784 | 909.1679 | 288.7156 | 0 | 0 | 382.6192 | 918.3784 | 909.1679 | 279.5052 | 9.2104 | 0 | 0 | 0 | 918.3784
|  |  | 12.2202 | 894.668 | 882.4477 | 281.2616 | 0 | 0 | 382.6192 | 894.668 | 882.4477 | 269.0414 | 12.2202 | 0 | 0 | 0 | 894.668
|  |  | 15.3949 | 808.2371 | 792.8421 | 254.0899 | 0 | 0 | 382.6192 | 808.2371 | 792.8421 | 188.7824 | 15.3949 | 49.9125 | 0 | 44.9213 | 808.2371
|  |  | 18.6761 | 664.6929 | 646.0168 | 208.9631 | 0 | 0 | 382.6192 | 664.6929 | 646.0168 | 0 | 18.6761 | 190.287 | 0 | 216.1796 | 664.6929
|  |  | 22.1391 | 475.5702 | 453.4311 | 149.5076 | 0 | 0 | 382.6192 | 475.5702 | 453.4311 | 0 | 22.1391 | 127.3685 | 0 | 330.8112 | 475.5702
|  |  | 26.0591 | 256.3289 | 230.2698 | 80.5835 | 0 | 0 | 382.6192 | 256.3289 | 230.2698 | 0 | 26.0591 | 54.5244 | 0 | 379.8832 | 256.3289
|  |  | 29.8278 | 4.5659 | -25.262 | 1.4354 | 0 | 25.262 | 354.5504 | 4.5659 | 0 | 0 | 1.4354 | 0 | 28.3924 | 348.336 | 4.5659
|  |  | 32.3465 | 0 | -32.3465 | 0 | 0 | 32.3465 | 318.6099 | 0 | 0 | 0 | 0 | 0 | 32.3465 | 312.3955 | 0
|  |  | 33.6507 | 0 | -33.6507 | 0 | 0 | 33.6507 | 281.2202 | 0 | 0 | 0 | 0 | 0 | 33.6507 | 275.0058 | 0
|  |  | 34.0882 | 0 | -34.0882 | 0 | 0 | 34.0882 | 243.3444 | 0 | 0 | 0 | 0 | 0 | 34.0882 | 237.13 | 0
|  |  | 33.501 | 0 | -33.501 | 0 | 0 | 33.501 | 206.1211 | 0 | 0 | 0 | 0 | 0 | 33.501 | 199.9067 | 0
|  |  | 32.1465 | 0 | -32.1465 | 0 | 0 | 32.1465 | 170.4028 | 0 | 0 | 0 | 0 | 0 | 32.1465 | 164.1884 | 0
|  |  | 30.2465 | 0 | -30.2465 | 0 | 0 | 30.2465 | 136.7956 | 0 | 0 | 0 | 0 | 0 | 30.2465 | 130.5812 | 0
|  |  | 28.1491 | 0 | -28.1491 | 0 | 0 | 28.1491 | 105.5188 | 0 | 0 | 0 | 0 | 0 | 28.1491 | 99.3044 | 0
|  |  | 25.2107 | 0 | -25.2107 | 0 | 0 | 25.2107 | 77.5069 | 0 | 0 | 0 | 0 | 0 | 25.2107 | 71.2925 | 0
|  |  | 21.4417 | 0 | -21.4417 | 0 | 0 | 21.4417 | 53.6829 | 0 | 0 | 0 | 0 | 0 | 21.4417 | 47.4685 | 0
|  |  | 17.5188 | 0 | -17.5188 | 0 | 0 | 17.5188 | 34.2175 | 0 | 0 | 0 | 0 | 0 | 17.5188 | 28.0031 | 0
|  |  | 14.3414 | 0 | -14.3414 | 0 | 0 | 14.3414 | 18.2826 | 0 | 0 | 0 | 0 | 0 | 14.3414 | 12.0683 | 0
|  |  | 11.6673 | 2.5633 | -9.104 | 0.80584 | 0 | 9.104 | 8.1671 | 2.5633 | 0 | 0 | 0.80584 | 0 | 10.8614 | 0 | 2.5633
|  |  | 9.167 | 116.7098 | 107.5428 | 36.6907 | 107.5428 | 0 | 104.9556 | 9.167 | 0 | 27.5237 | 9.167 | 0 | 0 | 0 | 9.167
|  |  | 7.1962 | 191.9263 | 184.73 | 60.3369 | 184.73 | 0 | 271.2127 | 7.1962 | 0 | 53.1407 | 7.1962 | 0 | 0 | 0 | 7.1962
|  |  | 6.03 | 324.0959 | 318.0658 | 101.8878 | 123.7851 | 0 | 382.6192 | 200.3107 | 194.2807 | 95.8578 | 6.03 | 0 | 0 | 0 | 200.3107
|  |  | 6.0645 | 497.7587 | 491.6942 | 156.4831 | 0 | 0 | 382.6192 | 497.7587 | 491.6942 | 150.4186 | 6.0645 | 0 | 0 | 0 | 497.7587
|  |  | 6.9622 | 356.2171 | 349.2549 | 111.9859 | 0 | 0 | 382.6192 | 356.2171 | 349.2549 | 105.0237 | 6.9622 | 0 | 0 | 0 | 356.2171
|  |  | 9.2104 | 481.7381 | 472.5277 | 151.4466 | 0 | 0 | 382.6192 | 481.7381 | 472.5277 | 142.2362 | 9.2104 | 0 | 0 | 0 | 481.7381
|  |  | 12.2202 | 515.942 | 503.7218 | 162.1995 | 0 | 0 | 382.6192 | 515.942 | 503.7218 | 149.9793 | 12.2202 | 0 | 0 | 0 | 515.942
|  |  | 15.3949 | 670.22 | 654.825 | 210.7007 | 0 | 0 | 382.6192 | 670.22 | 654.825 | 13.4986 | 15.3949 | 181.8072 | 0 | 163.6265 | 670.22
|  |  | 18.6761 | 465.9579 | 447.2818 | 146.4857 | 0 | 0 | 382.6192 | 465.9579 | 447.2818 | 0 | 18.6761 | 127.8096 | 0 | 278.6551 | 465.9579
|  |  | 22.1391 | 293.4165 | 271.2774 | 92.2429 | 0 | 0 | 382.6192 | 293.4165 | 271.2774 | 0 | 22.1391 | 70.1038 | 0 | 341.7485 | 293.4165
|  |  | 26.0591 | 143.8646 | 117.8055 | 45.2275 | 0 | 0 | 382.6192 | 143.8646 | 117.8055 | 0 | 26.0591 | 19.1684 | 0 | 359.0001 | 143.8646
|  |  | 29.8278 | 10.894 | -18.9339 | 3.4248 | 0 | 18.9339 | 361.5816 | 10.894 | 0 | 0 | 3.4248 | 0 | 26.403 | 329.6634 | 10.894
|  |  | 32.3465 | 0 | -32.3465 | 0 | 0 | 32.3465 | 325.6411 | 0 | 0 | 0 | 0 | 0 | 32.3465 | 293.7228 | 0
|  |  | 33.6507 | 0 | -33.6507 | 0 | 0 | 33.6507 | 288.2514 | 0 | 0 | 0 | 0 | 0 | 33.6507 | 256.3332 | 0
|  |  | 34.0882 | 0 | -34.0882 | 0 | 0 | 34.0882 | 250.3757 | 0 | 0 | 0 | 0 | 0 | 34.0882 | 218.4574 | 0
|  |  | 33.501 | 0 | -33.501 | 0 | 0 | 33.501 | 213.1524 | 0 | 0 | 0 | 0 | 0 | 33.501 | 181.2341 | 0
|  |  | 32.1465 | 0 | -32.1465 | 0 | 0 | 32.1465 | 177.434 | 0 | 0 | 0 | 0 | 0 | 32.1465 | 145.5158 | 0
|  |  | 24.0861 | 0 | -24.0861 | 0 | 0 | 24.0861 | 150.6717 | 0 | 0 | 0 | 0 | 0 | 24.0861 | 118.7534 | 0
|  |  | 22.6294 | 0 | -22.6294 | 0 | 0 | 22.6294 | 125.5279 | 0 | 0 | 0 | 0 | 0 | 22.6294 | 93.6097 | 0
|  |  | 20.8758 | 0 | -20.8758 | 0 | 0 | 20.8758 | 102.3326 | 0 | 0 | 0 | 0 | 0 | 20.8758 | 70.4144 | 0
|  |  | 18.9345 | 0 | -18.9345 | 0 | 0 | 18.9345 | 81.2943 | 0 | 0 | 0 | 0 | 0 | 18.9345 | 49.376 | 0
|  |  | 15.4144 | 0 | -15.4144 | 0 | 0 | 15.4144 | 64.1672 | 0 | 0 | 0 | 0 | 0 | 15.4144 | 32.2489 | 0
|  |  | 11.7376 | 0 | -11.7376 | 0 | 0 | 11.7376 | 51.1253 | 0 | 0 | 0 | 0 | 0 | 11.7376 | 19.2071 | 0
|  |  | 16.1057 | 0.72093 | -15.3848 | 0.22664 | 0 | 15.3848 | 34.0311 | 0.72093 | 0 | 0 | 0.22664 | 0 | 15.8791 | 1.5636 | 0.72093
|  |  | 19.9504 | 59.5965 | 39.6461 | 18.7357 | 39.6461 | 0 | 69.7126 | 19.9504 | 0 | 0 | 18.7357 | 0 | 1.2147 | 0.21395 | 19.9504
|  |  | 26.3005 | 145.7871 | 119.4865 | 45.8319 | 119.4865 | 0 | 177.2505 | 26.3005 | 0 | 0 | 26.3005 | 19.5313 | 0 | 17.7922 | 26.3005
|  |  | 31.0713 | 208.107 | 177.0357 | 65.4237 | 177.0357 | 0 | 336.5826 | 31.0713 | 0 | 0 | 31.0713 | 34.3524 | 0 | 48.7094 | 31.0713
|  |  | 33.2435 | 246.7967 | 213.5531 | 77.5868 | 51.1518 | 0 | 382.6192 | 195.6449 | 162.4013 | 0 | 33.2435 | 44.3433 | 0 | 88.6183 | 195.6449
|  |  | 33.9264 | 287.7292 | 253.8028 | 90.455 | 0 | 0 | 382.6192 | 287.7292 | 253.8028 | 0 | 33.9264 | 56.5286 | 0 | 139.494 | 287.7292
|  |  | 35.3688 | 317.2871 | 281.9183 | 99.7473 | 0 | 0 | 382.6192 | 317.2871 | 281.9183 | 0 | 35.3688 | 64.3785 | 0 | 197.4347 | 317.2871
|  |  | 34.1685 | 348.5272 | 314.3587 | 109.5684 | 0 | 0 | 382.6192 | 348.5272 | 314.3587 | 0 | 34.1685 | 75.3998 | 0 | 265.2945 | 348.5272
|  |  | 35.1159 | 276.1143 | 240.9984 | 86.8035 | 0 | 0 | 382.6192 | 276.1143 | 240.9984 | 0 | 35.1159 | 51.6876 | 0 | 311.8134 | 276.1143
|  |  | 40.4938 | 233.4195 | 192.9257 | 73.3814 | 0 | 0 | 382.6192 | 233.4195 | 192.9257 | 0 | 40.4938 | 32.8875 | 0 | 341.4122 | 233.4195
|  |  | 46.2897 | 174.3037 | 128.014 | 54.7968 | 0 | 0 | 382.6192 | 174.3037 | 128.014 | 0 | 46.2897 | 8.5071 | 0 | 349.0686 | 174.3037
|  |  | 46.7678 | 91.6376 | 44.8698 | 28.8086 | 0 | 0 | 382.6192 | 91.6376 | 44.8698 | 0 | 28.8086 | 0 | 17.9592 | 329.1139 | 91.6376
|  |  | 41.1187 | 3.2842 | -37.8345 | 1.0325 | 0 | 37.8345 | 340.5809 | 3.2842 | 0 | 0 | 1.0325 | 0 | 40.0862 | 284.5737 | 3.2842
|  |  | 30.6708 | 0 | -30.6708 | 0 | 0 | 30.6708 | 306.5023 | 0 | 0 | 0 | 0 | 0 | 30.6708 | 250.4951 | 0
|  |  | 23.3615 | 0 | -23.3615 | 0 | 0 | 23.3615 | 280.5451 | 0 | 0 | 0 | 0 | 0 | 23.3615 | 224.5378 | 0
|  |  | 23.6941 | 0 | -23.6941 | 0 | 0 | 23.6941 | 254.2183 | 0 | 0 | 0 | 0 | 0 | 23.6941 | 198.211 | 0
|  |  | 24.2768 | 0 | -24.2768 | 0 | 0 | 24.2768 | 227.244 | 0 | 0 | 0 | 0 | 0 | 24.2768 | 171.2367 | 0
|  |  | 24.5562 | 0 | -24.5562 | 0 | 0 | 24.5562 | 199.9594 | 0 | 0 | 0 | 0 | 0 | 24.5562 | 143.9521 | 0
|  |  | 24.0861 | 0 | -24.0861 | 0 | 0 | 24.0861 | 173.1971 | 0 | 0 | 0 | 0 | 0 | 24.0861 | 117.1898 | 0
|  |  | 22.6294 | 0 | -22.6294 | 0 | 0 | 22.6294 | 148.0533 | 0 | 0 | 0 | 0 | 0 | 22.6294 | 92.046 | 0
|  |  | 20.8758 | 0 | -20.8758 | 0 | 0 | 20.8758 | 124.858 | 0 | 0 | 0 | 0 | 0 | 20.8758 | 68.8508 | 0
|  |  | 18.9345 | 0 | -18.9345 | 0 | 0 | 18.9345 | 103.8196 | 0 | 0 | 0 | 0 | 0 | 18.9345 | 47.8124 | 0
|  |  | 15.4144 | 0 | -15.4144 | 0 | 0 | 15.4144 | 86.6925 | 0 | 0 | 0 | 0 | 0 | 15.4144 | 30.6853 | 0
|  |  | 11.7376 | 0 | -11.7376 | 0 | 0 | 11.7376 | 73.6507 | 0 | 0 | 0 | 0 | 0 | 11.7376 | 17.6435 | 0
|  |  | 16.1057 | 0.72093 | -15.3848 | 0.22664 | 0 | 15.3848 | 56.5564 | 0.72093 | 0 | 0 | 0.22664 | 0 | 15.8791 | 0 | 0.72093
|  |  | 19.9504 | 86.5911 | 66.6407 | 27.2221 | 66.6407 | 0 | 116.5331 | 19.9504 | 0 | 7.2717 | 19.9504 | 0 | 0 | 0 | 19.9504
|  |  | 26.3005 | 198.6549 | 172.3544 | 62.4522 | 172.3544 | 0 | 271.652 | 26.3005 | 0 | 36.1517 | 26.3005 | 0 | 0 | 0 | 26.3005
|  |  | 31.0713 | 324.5765 | 293.5052 | 102.0389 | 123.2969 | 0 | 382.6192 | 201.2796 | 170.2083 | 70.9676 | 31.0713 | 0 | 0 | 0 | 201.2796
|  |  | 33.2435 | 395.0669 | 361.8234 | 124.1993 | 0 | 0 | 382.6192 | 395.0669 | 361.8234 | 90.9558 | 33.2435 | 0 | 0 | 0 | 395.0669
|  |  | 33.9264 | 422.9427 | 389.0163 | 132.9628 | 0 | 0 | 382.6192 | 422.9427 | 389.0163 | 47.3858 | 33.9264 | 51.6506 | 0 | 46.4855 | 422.9427
|  |  | 35.3688 | 471.8054 | 436.4366 | 148.324 | 0 | 0 | 382.6192 | 471.8054 | 436.4366 | 0 | 35.3688 | 112.9552 | 0 | 148.1452 | 471.8054
|  |  | 34.1685 | 417.736 | 383.5675 | 131.3259 | 0 | 0 | 382.6192 | 417.736 | 383.5675 | 0 | 34.1685 | 97.1574 | 0 | 235.5869 | 417.736
|  |  | 35.1159 | 358.8605 | 323.7446 | 112.8169 | 0 | 0 | 382.6192 | 358.8605 | 323.7446 | 0 | 35.1159 | 77.701 | 0 | 305.5178 | 358.8605
|  |  | 40.4938 | 284.2047 | 243.7108 | 89.347 | 0 | 0 | 382.6192 | 284.2047 | 243.7108 | 0 | 40.4938 | 48.8531 | 0 | 349.4856 | 284.2047
|  |  | 46.2897 | 171.5802 | 125.2905 | 53.9406 | 0 | 0 | 382.6192 | 171.5802 | 125.2905 | 0 | 46.2897 | 7.6509 | 0 | 356.3714 | 171.5802
|  |  | 46.7678 | 70.8109 | 24.0431 | 22.2612 | 0 | 0 | 382.6192 | 70.8109 | 24.0431 | 0 | 22.2612 | 0 | 24.5066 | 329.1419 | 70.8109
|  |  | 41.1187 | 3.2041 | -37.9146 | 1.0073 | 0 | 37.9146 | 340.4919 | 3.2041 | 0 | 0 | 1.0073 | 0 | 40.1114 | 284.5737 | 3.2041
|  |  | 30.6708 | 0 | -30.6708 | 0 | 0 | 30.6708 | 306.4133 | 0 | 0 | 0 | 0 | 0 | 30.6708 | 250.4951 | 0
|  |  | 23.3615 | 0 | -23.3615 | 0 | 0 | 23.3615 | 280.4561 | 0 | 0 | 0 | 0 | 0 | 23.3615 | 224.5378 | 0
|  |  | 23.6941 | 0 | -23.6941 | 0 | 0 | 23.6941 | 254.1293 | 0 | 0 | 0 | 0 | 0 | 23.6941 | 198.211 | 0
|  |  | 24.2768 | 0 | -24.2768 | 0 | 0 | 24.2768 | 227.155 | 0 | 0 | 0 | 0 | 0 | 24.2768 | 171.2367 | 0
|  |  | 24.5562 | 0 | -24.5562 | 0 | 0 | 24.5562 | 199.8704 | 0 | 0 | 0 | 0 | 0 | 24.5562 | 143.9521 | 0
|  |  | 24.0861 | 0 | -24.0861 | 0 | 0 | 24.0861 | 173.1081 | 0 | 0 | 0 | 0 | 0 | 24.0861 | 117.1898 | 0
|  |  | 22.6294 | 0 | -22.6294 | 0 | 0 | 22.6294 | 147.9643 | 0 | 0 | 0 | 0 | 0 | 22.6294 | 92.046 | 0
|  |  | 20.8758 | 0 | -20.8758 | 0 | 0 | 20.8758 | 124.769 | 0 | 0 | 0 | 0 | 0 | 20.8758 | 68.8508 | 0
|  |  | 18.9345 | 0 | -18.9345 | 0 | 0 | 18.9345 | 103.7306 | 0 | 0 | 0 | 0 | 0 | 18.9345 | 47.8124 | 0
|  |  | 15.4144 | 0 | -15.4144 | 0 | 0 | 15.4144 | 86.6035 | 0 | 0 | 0 | 0 | 0 | 15.4144 | 30.6853 | 0
|  |  | 11.7376 | 0 | -11.7376 | 0 | 0 | 11.7376 | 73.5617 | 0 | 0 | 0 | 0 | 0 | 11.7376 | 17.6435 | 0
|  |  | 16.1057 | 0.72093 | -15.3848 | 0.22664 | 0 | 15.3848 | 56.4674 | 0.72093 | 0 | 0 | 0.22664 | 0 | 15.8791 | 0 | 0.72093
|  |  | 19.9504 | 71.9323 | 51.9819 | 22.6137 | 51.9819 | 0 | 103.2512 | 19.9504 | 0 | 2.6634 | 19.9504 | 0 | 0 | 0 | 19.9504
|  |  | 26.3005 | 179.9108 | 153.6103 | 56.5595 | 153.6103 | 0 | 241.5005 | 26.3005 | 0 | 30.259 | 26.3005 | 0 | 0 | 0 | 26.3005
|  |  | 31.0713 | 303.4293 | 272.358 | 95.3907 | 156.7986 | 0 | 382.6192 | 146.6307 | 115.5594 | 64.3194 | 31.0713 | 0 | 0 | 0 | 146.6307
|  |  | 33.2435 | 375.1213 | 341.8778 | 117.9289 | 0 | 0 | 382.6192 | 375.1213 | 341.8778 | 84.6854 | 33.2435 | 0 | 0 | 0 | 375.1213
|  |  | 33.9264 | 415.1727 | 381.2463 | 130.5201 | 0 | 0 | 382.6192 | 415.1727 | 381.2463 | 25.9173 | 33.9264 | 70.6763 | 0 | 63.6087 | 415.1727
|  |  | 35.3688 | 406.7619 | 371.3931 | 127.876 | 0 | 0 | 382.6192 | 406.7619 | 371.3931 | 0 | 35.3688 | 92.5072 | 0 | 146.8651 | 406.7619
|  |  | 34.1685 | 388.899 | 354.7305 | 122.2603 | 0 | 0 | 382.6192 | 388.899 | 354.7305 | 0 | 34.1685 | 88.0917 | 0 | 226.1477 | 388.899
|  |  | 35.1159 | 366.6304 | 331.5145 | 115.2596 | 0 | 0 | 382.6192 | 366.6304 | 331.5145 | 0 | 35.1159 | 80.1437 | 0 | 298.277 | 366.6304
|  |  | 40.4938 | 253.7656 | 213.2718 | 79.7777 | 0 | 0 | 382.6192 | 253.7656 | 213.2718 | 0 | 40.4938 | 39.2838 | 0 | 333.6325 | 253.7656
|  |  | 46.2897 | 189.0426 | 142.7529 | 59.4303 | 0 | 0 | 382.6192 | 189.0426 | 142.7529 | 0 | 46.2897 | 13.1407 | 0 | 345.4591 | 189.0426
|  |  | 46.7678 | 102.5316 | 55.7638 | 32.2334 | 0 | 0 | 382.6192 | 102.5316 | 55.7638 | 0 | 32.2334 | 0 | 14.5344 | 329.3098 | 102.5316
|  |  | 41.1187 | 2.7235 | -38.3952 | 0.8562 | 0 | 38.3952 | 339.9579 | 2.7235 | 0 | 0 | 0.8562 | 0 | 40.2625 | 284.5737 | 2.7235
|  |  | 30.6708 | 0 | -30.6708 | 0 | 0 | 30.6708 | 305.8793 | 0 | 0 | 0 | 0 | 0 | 30.6708 | 250.4951 | 0
|  |  | 23.3615 | 0 | -23.3615 | 0 | 0 | 23.3615 | 279.922 | 0 | 0 | 0 | 0 | 0 | 23.3615 | 224.5378 | 0
|  |  | 23.6941 | 0 | -23.6941 | 0 | 0 | 23.6941 | 253.5952 | 0 | 0 | 0 | 0 | 0 | 23.6941 | 198.211 | 0
|  |  | 24.2768 | 0 | -24.2768 | 0 | 0 | 24.2768 | 226.621 | 0 | 0 | 0 | 0 | 0 | 24.2768 | 171.2367 | 0
|  |  | 24.5562 | 0 | -24.5562 | 0 | 0 | 24.5562 | 199.3363 | 0 | 0 | 0 | 0 | 0 | 24.5562 | 143.9521 | 0
|  |  | 24.0861 | 0 | -24.0861 | 0 | 0 | 24.0861 | 172.574 | 0 | 0 | 0 | 0 | 0 | 24.0861 | 117.1898 | 0
|  |  | 22.6294 | 0 | -22.6294 | 0 | 0 | 22.6294 | 147.4303 | 0 | 0 | 0 | 0 | 0 | 22.6294 | 92.046 | 0
|  |  | 20.8758 | 0 | -20.8758 | 0 | 0 | 20.8758 | 124.235 | 0 | 0 | 0 | 0 | 0 | 20.8758 | 68.8508 | 0
|  |  | 18.9345 | 0 | -18.9345 | 0 | 0 | 18.9345 | 103.1966 | 0 | 0 | 0 | 0 | 0 | 18.9345 | 47.8124 | 0
|  |  | 15.4144 | 0 | -15.4144 | 0 | 0 | 15.4144 | 86.0695 | 0 | 0 | 0 | 0 | 0 | 15.4144 | 30.6853 | 0
|  |  | 11.7376 | 0 | -11.7376 | 0 | 0 | 11.7376 | 73.0277 | 0 | 0 | 0 | 0 | 0 | 11.7376 | 17.6435 | 0
|  |  | 16.1057 | 0.72093 | -15.3848 | 0.22664 | 0 | 15.3848 | 55.9334 | 0.72093 | 0 | 0 | 0.22664 | 0 | 15.8791 | 0 | 0.72093
|  |  | 19.9504 | 74.2553 | 54.3049 | 23.344 | 54.3049 | 0 | 104.8078 | 19.9504 | 0 | 3.3937 | 19.9504 | 0 | 0 | 0 | 19.9504
|  |  | 26.3005 | 168.8567 | 142.5561 | 53.0844 | 142.5561 | 0 | 233.1084 | 26.3005 | 0 | 26.7839 | 26.3005 | 0 | 0 | 0 | 26.3005
|  |  | 31.0713 | 229.8149 | 198.7436 | 72.2482 | 166.1232 | 0 | 382.6192 | 63.6917 | 32.6204 | 8.2724 | 31.0713 | 32.9045 | 0 | 29.614 | 63.6917
|  |  | 33.2435 | 313.1218 | 279.8782 | 98.4378 | 0 | 0 | 382.6192 | 313.1218 | 279.8782 | 0 | 33.2435 | 65.1942 | 0 | 88.2888 | 313.1218
|  |  | 33.9264 | 358.54 | 324.6136 | 112.7162 | 0 | 0 | 382.6192 | 358.54 | 324.6136 | 0 | 33.9264 | 78.7897 | 0 | 159.1996 | 358.54
|  |  | 35.3688 | 393.8654 | 358.4966 | 123.8216 | 0 | 0 | 382.6192 | 393.8654 | 358.4966 | 0 | 35.3688 | 88.4528 | 0 | 238.8071 | 393.8654
|  |  | 34.1685 | 375.4417 | 341.2732 | 118.0297 | 0 | 0 | 382.6192 | 375.4417 | 341.2732 | 0 | 34.1685 | 83.8611 | 0 | 314.2821 | 375.4417
|  |  | 35.1159 | 324.0157 | 288.8998 | 101.8626 | 0 | 0 | 382.6192 | 324.0157 | 288.8998 | 0 | 35.1159 | 66.7467 | 0 | 374.3542 | 324.0157
|  |  | 40.4938 | 244.7941 | 204.3003 | 76.9572 | 0 | 0 | 382.6192 | 244.7941 | 204.3003 | 0 | 40.4938 | 36.4634 | 0 | 407.1712 | 244.7941
|  |  | 46.2897 | 164.8515 | 118.5618 | 51.8253 | 0 | 0 | 382.6192 | 164.8515 | 118.5618 | 0 | 46.2897 | 5.5356 | 0 | 412.1533 | 164.8515
|  |  | 46.7678 | 88.5937 | 41.8259 | 27.8517 | 0 | 0 | 382.6192 | 88.5937 | 41.8259 | 0 | 27.8517 | 0 | 18.9161 | 391.1354 | 88.5937
|  |  | 41.1187 | 2.9638 | -38.1549 | 0.93175 | 0 | 38.1549 | 340.2249 | 2.9638 | 0 | 0 | 0.93175 | 0 | 40.1869 | 346.4832 | 2.9638
|  |  | 30.6708 | 0 | -30.6708 | 0 | 0 | 30.6708 | 306.1463 | 0 | 0 | 0 | 0 | 0 | 30.6708 | 312.4046 | 0
|  |  | 23.3615 | 0 | -23.3615 | 0 | 0 | 23.3615 | 280.1891 | 0 | 0 | 0 | 0 | 0 | 23.3615 | 286.4474 | 0
|  |  | 23.6941 | 0 | -23.6941 | 0 | 0 | 23.6941 | 253.8623 | 0 | 0 | 0 | 0 | 0 | 23.6941 | 260.1206 | 0
|  |  | 24.2768 | 0 | -24.2768 | 0 | 0 | 24.2768 | 226.888 | 0 | 0 | 0 | 0 | 0 | 24.2768 | 233.1463 | 0
|  |  | 24.5562 | 0 | -24.5562 | 0 | 0 | 24.5562 | 199.6034 | 0 | 0 | 0 | 0 | 0 | 24.5562 | 205.8617 | 0
|  |  | 24.0861 | 0 | -24.0861 | 0 | 0 | 24.0861 | 172.841 | 0 | 0 | 0 | 0 | 0 | 24.0861 | 179.0993 | 0
|  |  | 22.6294 | 0 | -22.6294 | 0 | 0 | 22.6294 | 147.6973 | 0 | 0 | 0 | 0 | 0 | 22.6294 | 153.9556 | 0
|  |  | 20.8758 | 0 | -20.8758 | 0 | 0 | 20.8758 | 124.502 | 0 | 0 | 0 | 0 | 0 | 20.8758 | 130.7603 | 0
|  |  | 18.9345 | 0 | -18.9345 | 0 | 0 | 18.9345 | 103.4636 | 0 | 0 | 0 | 0 | 0 | 18.9345 | 109.7219 | 0
|  |  | 15.4144 | 0 | -15.4144 | 0 | 0 | 15.4144 | 86.3365 | 0 | 0 | 0 | 0 | 0 | 15.4144 | 92.5948 | 0
|  |  | 11.7376 | 0 | -11.7376 | 0 | 0 | 11.7376 | 73.2947 | 0 | 0 | 0 | 0 | 0 | 11.7376 | 79.553 | 0
|  |  | 16.1057 | 0.72093 | -15.3848 | 0.22664 | 0 | 15.3848 | 56.2004 | 0.72093 | 0 | 0 | 0.22664 | 0 | 15.8791 | 61.9095 | 0.72093
|  |  | 19.9504 | 36.4468 | 16.4964 | 11.458 | 16.4964 | 0 | 71.0472 | 19.9504 | 0 | 0 | 11.458 | 0 | 8.4924 | 52.4735 | 19.9504
|  |  | 26.3005 | 30.359 | 4.0584 | 9.5441 | 4.0584 | 0 | 74.6998 | 26.3005 | 0 | 0 | 9.5441 | 0 | 16.7564 | 33.8553 | 26.3005
|  |  | 31.0713 | 47.1805 | 16.1093 | 14.8324 | 16.1093 | 0 | 89.1981 | 31.0713 | 0 | 0 | 14.8324 | 0 | 16.2389 | 15.8121 | 31.0713
|  |  | 33.2435 | 60.4776 | 27.2341 | 19.0127 | 27.2341 | 0 | 113.7088 | 33.2435 | 0 | 0 | 19.0127 | 0 | 14.2309 | 0 | 33.2435
|  |  | 33.9264 | 505.2082 | 471.2818 | 158.8251 | 298.7894 | 0 | 382.6192 | 206.4188 | 172.4924 | 124.8986 | 33.9264 | 0 | 0 | 0 | 206.4188
|  |  | 35.3688 | 134.6528 | 99.284 | 42.3315 | 0 | 0 | 382.6192 | 134.6528 | 99.284 | 6.9627 | 35.3688 | 0 | 0 | 0 | 134.6528
|  |  | 34.1685 | 387.9378 | 353.7692 | 121.9581 | 0 | 0 | 382.6192 | 387.9378 | 353.7692 | 87.7896 | 34.1685 | 0 | 0 | 0 | 387.9378
|  |  | 35.1159 | 445.772 | 410.6561 | 140.1398 | 0 | 0 | 382.6192 | 445.772 | 410.6561 | 75.0252 | 35.1159 | 29.9987 | 0 | 26.9988 | 445.772
|  |  | 40.4938 | 716.199 | 675.7051 | 225.1554 | 0 | 0 | 382.6192 | 716.199 | 675.7051 | 0 | 40.4938 | 184.6615 | 0 | 193.1942 | 716.199
|  |  | 46.2897 | 495.3556 | 449.0659 | 155.7276 | 0 | 0 | 382.6192 | 495.3556 | 449.0659 | 0 | 46.2897 | 109.438 | 0 | 291.6883 | 495.3556
|  |  | 46.7678 | 297.1813 | 250.4135 | 93.4265 | 0 | 0 | 382.6192 | 297.1813 | 250.4135 | 0 | 46.7678 | 46.6587 | 0 | 333.6812 | 297.1813
|  |  | 41.1187 | 49.904 | 8.7853 | 15.6886 | 0 | 0 | 382.6192 | 49.904 | 8.7853 | 0 | 15.6886 | 0 | 25.4301 | 305.4255 | 49.904
|  |  | 30.6708 | 0 | -30.6708 | 0 | 0 | 30.6708 | 348.5406 | 0 | 0 | 0 | 0 | 0 | 30.6708 | 271.3469 | 0
|  |  | 23.3615 | 0 | -23.3615 | 0 | 0 | 23.3615 | 322.5834 | 0 | 0 | 0 | 0 | 0 | 23.3615 | 245.3897 | 0
|  |  | 23.6941 | 0 | -23.6941 | 0 | 0 | 23.6941 | 296.2566 | 0 | 0 | 0 | 0 | 0 | 23.6941 | 219.0629 | 0
|  |  | 24.2768 | 0 | -24.2768 | 0 | 0 | 24.2768 | 269.2823 | 0 | 0 | 0 | 0 | 0 | 24.2768 | 192.0886 | 0
|  |  | 24.5562 | 0 | -24.5562 | 0 | 0 | 24.5562 | 241.9977 | 0 | 0 | 0 | 0 | 0 | 24.5562 | 164.804 | 0
|  |  | 30.2465 | 0 | -30.2465 | 0 | 0 | 30.2465 | 208.3905 | 0 | 0 | 0 | 0 | 0 | 30.2465 | 131.1968 | 0
|  |  | 28.1491 | 0 | -28.1491 | 0 | 0 | 28.1491 | 177.1137 | 0 | 0 | 0 | 0 | 0 | 28.1491 | 99.92 | 0
|  |  | 25.2107 | 0 | -25.2107 | 0 | 0 | 25.2107 | 149.1018 | 0 | 0 | 0 | 0 | 0 | 25.2107 | 71.9081 | 0
|  |  | 21.4417 | 0 | -21.4417 | 0 | 0 | 21.4417 | 125.2778 | 0 | 0 | 0 | 0 | 0 | 21.4417 | 48.0841 | 0
|  |  | 17.5188 | 0 | -17.5188 | 0 | 0 | 17.5188 | 105.8124 | 0 | 0 | 0 | 0 | 0 | 17.5188 | 28.6187 | 0
|  |  | 14.3414 | 0 | -14.3414 | 0 | 0 | 14.3414 | 89.8775 | 0 | 0 | 0 | 0 | 0 | 14.3414 | 12.6838 | 0
|  |  | 11.6673 | 0.80103 | -10.8662 | 0.25182 | 0 | 10.8662 | 77.8039 | 0.80103 | 0 | 0 | 0.25182 | 0 | 11.4154 | 0 | 0.80103
|  |  | 9.167 | 64.5628 | 55.3959 | 20.297 | 55.3959 | 0 | 127.6602 | 9.167 | 0 | 11.13 | 9.167 | 0 | 0 | 0 | 9.167
|  |  | 7.1962 | 173.1822 | 165.986 | 54.4442 | 165.986 | 0 | 277.0476 | 7.1962 | 0 | 47.248 | 7.1962 | 0 | 0 | 0 | 7.1962
|  |  | 6.03 | 267.7836 | 261.7536 | 84.1846 | 117.3018 | 0 | 382.6192 | 150.4818 | 144.4518 | 78.1546 | 6.03 | 0 | 0 | 0 | 150.4818
|  |  | 6.0645 | 357.6589 | 351.5945 | 112.4392 | 0 | 0 | 382.6192 | 357.6589 | 351.5945 | 106.3747 | 6.0645 | 0 | 0 | 0 | 357.6589
|  |  | 6.9622 | 409.4053 | 402.4431 | 128.707 | 0 | 0 | 382.6192 | 409.4053 | 402.4431 | 121.7448 | 6.9622 | 0 | 0 | 0 | 409.4053
|  |  | 9.2104 | 451.3792 | 442.1687 | 141.9025 | 0 | 0 | 382.6192 | 451.3792 | 442.1687 | 39.4504 | 9.2104 | 93.2417 | 0 | 83.9175 | 451.3792
|  |  | 12.2202 | 419.1779 | 406.9576 | 131.7792 | 0 | 0 | 382.6192 | 419.1779 | 406.9576 | 0 | 12.2202 | 119.559 | 0 | 191.5206 | 419.1779
|  |  | 15.3949 | 372.2376 | 356.8427 | 117.0224 | 0 | 0 | 382.6192 | 372.2376 | 356.8427 | 0 | 15.3949 | 101.6274 | 0 | 282.9853 | 372.2376
|  |  | 18.6761 | 305.5921 | 286.916 | 96.0706 | 0 | 0 | 382.6192 | 305.5921 | 286.916 | 0 | 18.6761 | 77.3946 | 0 | 352.6404 | 305.5921
|  |  | 22.1391 | 175.9858 | 153.8467 | 55.3256 | 0 | 0 | 382.6192 | 175.9858 | 153.8467 | 0 | 22.1391 | 33.1865 | 0 | 382.5082 | 175.9858
|  |  | 26.0591 | 79.7824 | 53.7232 | 25.0816 | 0 | 0 | 382.6192 | 79.7824 | 53.7232 | 0 | 25.0816 | 0 | 0.97751 | 381.4221 | 79.7824
|  |  | 29.8278 | 2.323 | -27.5049 | 0.73029 | 0 | 27.5049 | 352.0583 | 2.323 | 0 | 0 | 0.73029 | 0 | 29.0975 | 349.0915 | 2.323
|  |  | 32.3465 | 0 | -32.3465 | 0 | 0 | 32.3465 | 316.1178 | 0 | 0 | 0 | 0 | 0 | 32.3465 | 313.151 | 0
|  |  | 33.6507 | 0 | -33.6507 | 0 | 0 | 33.6507 | 278.7281 | 0 | 0 | 0 | 0 | 0 | 33.6507 | 275.7613 | 0
|  |  | 34.0882 | 0 | -34.0882 | 0 | 0 | 34.0882 | 240.8523 | 0 | 0 | 0 | 0 | 0 | 34.0882 | 237.8855 | 0
|  |  | 33.501 | 0 | -33.501 | 0 | 0 | 33.501 | 203.629 | 0 | 0 | 0 | 0 | 0 | 33.501 | 200.6622 | 0
|  |  | 32.1465 | 0 | -32.1465 | 0 | 0 | 32.1465 | 167.9107 | 0 | 0 | 0 | 0 | 0 | 32.1465 | 164.9439 | 0
|  |  | 30.2465 | 0 | -30.2465 | 0 | 0 | 30.2465 | 134.3035 | 0 | 0 | 0 | 0 | 0 | 30.2465 | 131.3367 | 0
|  |  | 28.1491 | 0 | -28.1491 | 0 | 0 | 28.1491 | 103.0267 | 0 | 0 | 0 | 0 | 0 | 28.1491 | 100.0599 | 0
|  |  | 25.2107 | 0 | -25.2107 | 0 | 0 | 25.2107 | 75.0148 | 0 | 0 | 0 | 0 | 0 | 25.2107 | 72.048 | 0
|  |  | 21.4417 | 0 | -21.4417 | 0 | 0 | 21.4417 | 51.1908 | 0 | 0 | 0 | 0 | 0 | 21.4417 | 48.224 | 0
|  |  | 17.5188 | 0 | -17.5188 | 0 | 0 | 17.5188 | 31.7254 | 0 | 0 | 0 | 0 | 0 | 17.5188 | 28.7586 | 0
|  |  | 14.3414 | 0 | -14.3414 | 0 | 0 | 14.3414 | 15.7905 | 0 | 0 | 0 | 0 | 0 | 14.3414 | 12.8237 | 0
|  |  | 11.6673 | 0.40051 | -11.2667 | 0.12591 | 0 | 11.2667 | 3.2719 | 0.40051 | 0 | 0 | 0.12591 | 0 | 11.5414 | 0 | 0.40051
|  |  | 9.167 | 36.5269 | 27.3599 | 11.4831 | 27.3599 | 0 | 27.8958 | 9.167 | 0 | 2.3162 | 9.167 | 0 | 0 | 0 | 9.167
|  |  | 7.1962 | 70.6507 | 63.4544 | 22.2108 | 63.4544 | 0 | 85.0048 | 7.1962 | 0 | 15.0146 | 7.1962 | 0 | 0 | 0 | 7.1962
|  |  | 6.03 | 308.636 | 302.606 | 97.0276 | 302.606 | 0 | 357.3502 | 6.03 | 0 | 90.9976 | 6.03 | 0 | 0 | 0 | 6.03
|  |  | 6.0645 | 457.3869 | 451.3224 | 143.7912 | 28.0767 | 0 | 382.6192 | 429.3102 | 423.2458 | 137.7267 | 6.0645 | 0 | 0 | 0 | 429.3102
|  |  | 6.9622 | 549.0245 | 542.0623 | 172.5998 | 0 | 0 | 382.6192 | 549.0245 | 542.0623 | 165.6376 | 6.9622 | 0 | 0 | 0 | 549.0245
|  |  | 9.2104 | 836.8337 | 827.6233 | 263.08 | 0 | 0 | 382.6192 | 836.8337 | 827.6233 | 253.8695 | 9.2104 | 0 | 0 | 0 | 836.8337
|  |  | 12.2202 | 648.6723 | 636.4521 | 203.9266 | 0 | 0 | 382.6192 | 648.6723 | 636.4521 | 37.8497 | 12.2202 | 153.8567 | 0 | 138.471 | 648.6723
|  |  | 15.3949 | 445.051 | 429.6561 | 139.9131 | 0 | 0 | 382.6192 | 445.051 | 429.6561 | 0 | 15.3949 | 124.5182 | 0 | 250.5374 | 445.051
|  |  | 18.6761 | 232.9389 | 214.2628 | 73.2303 | 0 | 0 | 382.6192 | 232.9389 | 214.2628 | 0 | 18.6761 | 54.5542 | 0 | 299.6361 | 232.9389
|  |  | 22.1391 | 146.1876 | 124.0485 | 45.9578 | 0 | 0 | 382.6192 | 146.1876 | 124.0485 | 0 | 22.1391 | 23.8187 | 0 | 321.0729 | 146.1876
|  |  | 26.0591 | 208.3473 | 182.2882 | 65.4993 | 0 | 0 | 382.6192 | 208.3473 | 182.2882 | 0 | 26.0591 | 39.4402 | 0 | 356.5691 | 208.3473
|  |  | 29.8278 | 13.217 | -16.6109 | 4.1551 | 0 | 16.6109 | 364.1627 | 13.217 | 0 | 0 | 4.1551 | 0 | 25.6727 | 328.0438 | 13.217
|  |  | 32.3465 | 0 | -32.3465 | 0 | 0 | 32.3465 | 328.2222 | 0 | 0 | 0 | 0 | 0 | 32.3465 | 292.1033 | 0
|  |  | 33.6507 | 0 | -33.6507 | 0 | 0 | 33.6507 | 290.8325 | 0 | 0 | 0 | 0 | 0 | 33.6507 | 254.7136 | 0
|  |  | 34.0882 | 0 | -34.0882 | 0 | 0 | 34.0882 | 252.9567 | 0 | 0 | 0 | 0 | 0 | 34.0882 | 216.8378 | 0
|  |  | 33.501 | 0 | -33.501 | 0 | 0 | 33.501 | 215.7334 | 0 | 0 | 0 | 0 | 0 | 33.501 | 179.6145 | 0
|  |  | 32.1465 | 0 | -32.1465 | 0 | 0 | 32.1465 | 180.0151 | 0 | 0 | 0 | 0 | 0 | 32.1465 | 143.8962 | 0
|  |  | 24.0861 | 0 | -24.0861 | 0 | 0 | 24.0861 | 153.2528 | 0 | 0 | 0 | 0 | 0 | 24.0861 | 117.1339 | 0
|  |  | 22.6294 | 0 | -22.6294 | 0 | 0 | 22.6294 | 128.109 | 0 | 0 | 0 | 0 | 0 | 22.6294 | 91.9901 | 0
|  |  | 20.8758 | 0 | -20.8758 | 0 | 0 | 20.8758 | 104.9137 | 0 | 0 | 0 | 0 | 0 | 20.8758 | 68.7948 | 0
|  |  | 18.9345 | 0 | -18.9345 | 0 | 0 | 18.9345 | 83.8754 | 0 | 0 | 0 | 0 | 0 | 18.9345 | 47.7564 | 0
|  |  | 15.4144 | 0 | -15.4144 | 0 | 0 | 15.4144 | 66.7482 | 0 | 0 | 0 | 0 | 0 | 15.4144 | 30.6293 | 0
|  |  | 11.7376 | 0 | -11.7376 | 0 | 0 | 11.7376 | 53.7064 | 0 | 0 | 0 | 0 | 0 | 11.7376 | 17.5875 | 0
|  |  | 16.1057 | 0.88113 | -15.2246 | 0.27701 | 0 | 15.2246 | 36.7902 | 0.88113 | 0 | 0 | 0.27701 | 0 | 15.8287 | 0 | 0.88113
|  |  | 19.9504 | 99.2473 | 79.297 | 31.2009 | 79.297 | 0 | 108.1575 | 19.9504 | 0 | 11.2506 | 19.9504 | 0 | 0 | 0 | 19.9504
|  |  | 26.3005 | 232.1379 | 205.8373 | 72.9784 | 205.8373 | 0 | 293.4111 | 26.3005 | 0 | 46.6779 | 26.3005 | 0 | 0 | 0 | 26.3005
|  |  | 31.0713 | 357.2584 | 326.1871 | 112.3133 | 99.1202 | 0 | 382.6192 | 258.1382 | 227.0669 | 81.242 | 31.0713 | 0 | 0 | 0 | 258.1382
|  |  | 33.2435 | 454.1828 | 420.9392 | 142.7839 | 0 | 0 | 382.6192 | 454.1828 | 420.9392 | 109.5404 | 33.2435 | 0 | 0 | 0 | 454.1828
|  |  | 33.9264 | 520.6681 | 486.7416 | 163.6852 | 0 | 0 | 382.6192 | 520.6681 | 486.7416 | 129.7588 | 33.9264 | 0 | 0 | 0 | 520.6681
|  |  | 35.3688 | 509.0532 | 473.6844 | 160.0338 | 0 | 0 | 382.6192 | 509.0532 | 473.6844 | 124.665 | 35.3688 | 0 | 0 | 0 | 509.0532
|  |  | 34.1685 | 513.2185 | 479.05 | 161.3433 | 0 | 0 | 382.6192 | 513.2185 | 479.05 | 4.817 | 34.1685 | 122.3578 | 0 | 110.122 | 513.2185
|  |  | 35.1159 | 477.0922 | 441.9763 | 149.9861 | 0 | 0 | 382.6192 | 477.0922 | 441.9763 | 0 | 35.1159 | 114.8702 | 0 | 213.5051 | 477.0922
|  |  | 40.4938 | 386.2556 | 345.7618 | 121.4293 | 0 | 0 | 382.6192 | 386.2556 | 345.7618 | 0 | 40.4938 | 80.9354 | 0 | 286.347 | 386.2556
|  |  | 46.2897 | 281.9618 | 235.6721 | 88.6419 | 0 | 0 | 382.6192 | 281.9618 | 235.6721 | 0 | 46.2897 | 42.3522 | 0 | 324.464 | 281.9618
|  |  | 46.7678 | 162.5285 | 115.7608 | 51.095 | 0 | 0 | 382.6192 | 162.5285 | 115.7608 | 0 | 46.7678 | 4.3272 | 0 | 328.3585 | 162.5285
|  |  | 41.1187 | 5.2067 | -35.912 | 1.6369 | 0 | 35.912 | 342.717 | 5.2067 | 0 | 0 | 1.6369 | 0 | 39.4818 | 284.4898 | 5.2067
|  |  | 30.6708 | 0 | -30.6708 | 0 | 0 | 30.6708 | 308.6384 | 0 | 0 | 0 | 0 | 0 | 30.6708 | 250.4112 | 0
|  |  | 23.3615 | 0 | -23.3615 | 0 | 0 | 23.3615 | 282.6811 | 0 | 0 | 0 | 0 | 0 | 23.3615 | 224.4539 | 0
|  |  | 23.6941 | 0 | -23.6941 | 0 | 0 | 23.6941 | 256.3543 | 0 | 0 | 0 | 0 | 0 | 23.6941 | 198.1271 | 0
|  |  | 24.2768 | 0 | -24.2768 | 0 | 0 | 24.2768 | 229.3801 | 0 | 0 | 0 | 0 | 0 | 24.2768 | 171.1528 | 0
|  |  | 24.5562 | 0 | -24.5562 | 0 | 0 | 24.5562 | 202.0954 | 0 | 0 | 0 | 0 | 0 | 24.5562 | 143.8682 | 0
|  |  | 24.0861 | 0 | -24.0861 | 0 | 0 | 24.0861 | 175.3331 | 0 | 0 | 0 | 0 | 0 | 24.0861 | 117.1059 | 0
|  |  | 22.6294 | 0 | -22.6294 | 0 | 0 | 22.6294 | 150.1894 | 0 | 0 | 0 | 0 | 0 | 22.6294 | 91.9621 | 0
|  |  | 20.8758 | 0 | -20.8758 | 0 | 0 | 20.8758 | 126.9941 | 0 | 0 | 0 | 0 | 0 | 20.8758 | 68.7668 | 0
|  |  | 18.9345 | 0 | -18.9345 | 0 | 0 | 18.9345 | 105.9557 | 0 | 0 | 0 | 0 | 0 | 18.9345 | 47.7285 | 0
|  |  | 15.4144 | 0 | -15.4144 | 0 | 0 | 15.4144 | 88.8286 | 0 | 0 | 0 | 0 | 0 | 15.4144 | 30.6013 | 0
|  |  | 11.7376 | 0 | -11.7376 | 0 | 0 | 11.7376 | 75.7868 | 0 | 0 | 0 | 0 | 0 | 11.7376 | 17.5595 | 0
|  |  | 16.1057 | 0.96123 | -15.1445 | 0.30219 | 0 | 15.1445 | 58.9595 | 0.96123 | 0 | 0 | 0.30219 | 0 | 15.8036 | 0 | 0.96123
|  |  | 19.9504 | 160.3658 | 140.4154 | 50.4151 | 140.4154 | 0 | 185.3334 | 19.9504 | 0 | 30.4647 | 19.9504 | 0 | 0 | 0 | 19.9504
|  |  | 26.3005 | 327.8607 | 301.5602 | 103.0713 | 219.2065 | 0 | 382.6192 | 108.6542 | 82.3536 | 76.7708 | 26.3005 | 0 | 0 | 0 | 108.6542
|  |  | 31.0713 | 513.5389 | 482.4676 | 161.444 | 0 | 0 | 382.6192 | 513.5389 | 482.4676 | 130.3727 | 31.0713 | 0 | 0 | 0 | 513.5389
|  |  | 33.2435 | 605.4168 | 572.1733 | 190.3282 | 0 | 0 | 382.6192 | 605.4168 | 572.1733 | 157.0846 | 33.2435 | 0 | 0 | 0 | 605.4168
|  |  | 33.9264 | 687.2819 | 653.3554 | 216.0645 | 0 | 0 | 382.6192 | 687.2819 | 653.3554 | 182.1381 | 33.9264 | 0 | 0 | 0 | 687.2819
|  |  | 35.3688 | 714.0362 | 678.6674 | 224.4754 | 0 | 0 | 382.6192 | 714.0362 | 678.6674 | 189.1067 | 35.3688 | 0 | 0 | 0 | 714.0362
|  |  | 34.1685 | 708.9096 | 674.7411 | 222.8638 | 0 | 0 | 382.6192 | 708.9096 | 674.7411 | 188.6952 | 34.1685 | 0 | 0 | 0 | 708.9096
|  |  | 35.1159 | 647.2305 | 612.1146 | 203.4734 | 0 | 0 | 382.6192 | 647.2305 | 612.1146 | 9.9609 | 35.1159 | 158.3966 | 0 | 142.5569 | 647.2305
|  |  | 40.4938 | 517.6242 | 477.1303 | 162.7283 | 0 | 0 | 382.6192 | 517.6242 | 477.1303 | 0 | 40.4938 | 122.2345 | 0 | 252.568 | 517.6242
|  |  | 46.2897 | 366.6304 | 320.3408 | 115.2596 | 0 | 0 | 382.6192 | 366.6304 | 320.3408 | 0 | 46.2897 | 68.9699 | 0 | 314.6409 | 366.6304
|  |  | 46.7678 | 198.3345 | 151.5667 | 62.3515 | 0 | 0 | 382.6192 | 198.3345 | 151.5667 | 0 | 46.7678 | 15.5837 | 0 | 328.6662 | 198.3345
|  |  | 41.1187 | 4.4057 | -36.713 | 1.385 | 0 | 36.713 | 341.827 | 4.4057 | 0 | 0 | 1.385 | 0 | 39.7337 | 284.5177 | 4.4057
|  |  | 30.6708 | 0 | -30.6708 | 0 | 0 | 30.6708 | 307.7484 | 0 | 0 | 0 | 0 | 0 | 30.6708 | 250.4391 | 0
|  |  | 23.3615 | 0 | -23.3615 | 0 | 0 | 23.3615 | 281.7911 | 0 | 0 | 0 | 0 | 0 | 23.3615 | 224.4819 | 0
|  |  | 23.6941 | 0 | -23.6941 | 0 | 0 | 23.6941 | 255.4643 | 0 | 0 | 0 | 0 | 0 | 23.6941 | 198.1551 | 0
|  |  | 24.2768 | 0 | -24.2768 | 0 | 0 | 24.2768 | 228.49 | 0 | 0 | 0 | 0 | 0 | 24.2768 | 171.1808 | 0
|  |  | 24.5562 | 0 | -24.5562 | 0 | 0 | 24.5562 | 201.2054 | 0 | 0 | 0 | 0 | 0 | 24.5562 | 143.8962 | 0
|  |  | 24.0861 | 0 | -24.0861 | 0 | 0 | 24.0861 | 174.4431 | 0 | 0 | 0 | 0 | 0 | 24.0861 | 117.1339 | 0
|  |  | 22.6294 | 0 | -22.6294 | 0 | 0 | 22.6294 | 149.2993 | 0 | 0 | 0 | 0 | 0 | 22.6294 | 91.9901 | 0
|  |  | 20.8758 | 0 | -20.8758 | 0 | 0 | 20.8758 | 126.104 | 0 | 0 | 0 | 0 | 0 | 20.8758 | 68.7948 | 0
|  |  | 18.9345 | 0 | -18.9345 | 0 | 0 | 18.9345 | 105.0657 | 0 | 0 | 0 | 0 | 0 | 18.9345 | 47.7564 | 0
|  |  | 15.4144 | 0 | -15.4144 | 0 | 0 | 15.4144 | 87.9385 | 0 | 0 | 0 | 0 | 0 | 15.4144 | 30.6293 | 0
|  |  | 11.7376 | 0 | -11.7376 | 0 | 0 | 11.7376 | 74.8967 | 0 | 0 | 0 | 0 | 0 | 11.7376 | 17.5875 | 0
|  |  | 16.1057 | 0.88113 | -15.2246 | 0.27701 | 0 | 15.2246 | 57.9805 | 0.88113 | 0 | 0 | 0.27701 | 0 | 15.8287 | 0 | 0.88113
|  |  | 19.9504 | 160.2857 | 140.3353 | 50.3899 | 140.3353 | 0 | 184.2823 | 19.9504 | 0 | 30.4395 | 19.9504 | 0 | 0 | 0 | 19.9504
|  |  | 26.3005 | 323.1346 | 296.8341 | 101.5856 | 220.3744 | 0 | 382.6192 | 102.7602 | 76.4597 | 75.2851 | 26.3005 | 0 | 0 | 0 | 102.7602
|  |  | 31.0713 | 431.1933 | 400.122 | 135.5566 | 0 | 0 | 382.6192 | 431.1933 | 400.122 | 104.4853 | 31.0713 | 0 | 0 | 0 | 431.1933
|  |  | 33.2435 | 568.7297 | 535.4862 | 178.7947 | 0 | 0 | 382.6192 | 568.7297 | 535.4862 | 145.5511 | 33.2435 | 0 | 0 | 0 | 568.7297
|  |  | 33.9264 | 639.4605 | 605.5341 | 201.0307 | 0 | 0 | 382.6192 | 639.4605 | 605.5341 | 167.1042 | 33.9264 | 0 | 0 | 0 | 639.4605
|  |  | 35.3688 | 691.2069 | 655.8381 | 217.2985 | 0 | 0 | 382.6192 | 691.2069 | 655.8381 | 181.9297 | 35.3688 | 0 | 0 | 0 | 691.2069
|  |  | 34.1685 | 715.6382 | 681.4697 | 224.9791 | 0 | 0 | 382.6192 | 715.6382 | 681.4697 | 190.8105 | 34.1685 | 0 | 0 | 0 | 715.6382
|  |  | 35.1159 | 675.7471 | 640.6312 | 212.4383 | 0 | 0 | 382.6192 | 675.7471 | 640.6312 | 65.2193 | 35.1159 | 112.1031 | 0 | 100.8927 | 675.7471
|  |  | 40.4938 | 590.758 | 550.2642 | 185.7198 | 0 | 0 | 382.6192 | 590.758 | 550.2642 | 0 | 40.4938 | 145.226 | 0 | 231.5961 | 590.758
|  |  | 46.2897 | 412.8497 | 366.5601 | 129.7898 | 0 | 0 | 382.6192 | 412.8497 | 366.5601 | 0 | 46.2897 | 83.5001 | 0 | 306.7462 | 412.8497
|  |  | 46.7678 | 223.5669 | 176.7991 | 70.2839 | 0 | 0 | 382.6192 | 223.5669 | 176.7991 | 0 | 46.7678 | 23.5162 | 0 | 327.9108 | 223.5669
|  |  | 41.1187 | 6.1679 | -34.9508 | 1.939 | 0 | 34.9508 | 343.7851 | 6.1679 | 0 | 0 | 1.939 | 0 | 39.1796 | 284.3778 | 6.1679
|  |  | 30.6708 | 0 | -30.6708 | 0 | 0 | 30.6708 | 309.7064 | 0 | 0 | 0 | 0 | 0 | 30.6708 | 250.2992 | 0
|  |  | 23.3615 | 0 | -23.3615 | 0 | 0 | 23.3615 | 283.7492 | 0 | 0 | 0 | 0 | 0 | 23.3615 | 224.342 | 0
|  |  | 23.6941 | 0 | -23.6941 | 0 | 0 | 23.6941 | 257.4224 | 0 | 0 | 0 | 0 | 0 | 23.6941 | 198.0152 | 0
|  |  | 24.2768 | 0 | -24.2768 | 0 | 0 | 24.2768 | 230.4481 | 0 | 0 | 0 | 0 | 0 | 24.2768 | 171.0409 | 0
|  |  | 24.5562 | 0 | -24.5562 | 0 | 0 | 24.5562 | 203.1635 | 0 | 0 | 0 | 0 | 0 | 24.5562 | 143.7563 | 0
|  |  | 24.0861 | 0 | -24.0861 | 0 | 0 | 24.0861 | 176.4012 | 0 | 0 | 0 | 0 | 0 | 24.0861 | 116.994 | 0
|  |  | 22.6294 | 0 | -22.6294 | 0 | 0 | 22.6294 | 151.2574 | 0 | 0 | 0 | 0 | 0 | 22.6294 | 91.8502 | 0
|  |  | 20.8758 | 0 | -20.8758 | 0 | 0 | 20.8758 | 128.0621 | 0 | 0 | 0 | 0 | 0 | 20.8758 | 68.6549 | 0
|  |  | 18.9345 | 0 | -18.9345 | 0 | 0 | 18.9345 | 107.0238 | 0 | 0 | 0 | 0 | 0 | 18.9345 | 47.6165 | 0
|  |  | 15.4144 | 0 | -15.4144 | 0 | 0 | 15.4144 | 89.8966 | 0 | 0 | 0 | 0 | 0 | 15.4144 | 30.4894 | 0
|  |  | 11.7376 | 0 | -11.7376 | 0 | 0 | 11.7376 | 76.8548 | 0 | 0 | 0 | 0 | 0 | 11.7376 | 17.4476 | 0
|  |  | 16.1057 | 1.2816 | -14.8241 | 0.40292 | 0 | 14.8241 | 60.3836 | 1.2816 | 0 | 0 | 0.40292 | 0 | 15.7028 | 0 | 1.2816
|  |  | 19.9504 | 82.1054 | 62.155 | 25.8119 | 62.155 | 0 | 116.3231 | 19.9504 | 0 | 5.8615 | 19.9504 | 0 | 0 | 0 | 19.9504
|  |  | 26.3005 | 186.8798 | 160.5793 | 58.7504 | 160.5793 | 0 | 260.8444 | 26.3005 | 0 | 32.4499 | 26.3005 | 0 | 0 | 0 | 26.3005
|  |  | 31.0713 | 268.0239 | 236.9526 | 84.2601 | 135.3054 | 0 | 382.6192 | 132.7185 | 101.6472 | 53.1888 | 31.0713 | 0 | 0 | 0 | 132.7185
|  |  | 33.2435 | 476.8519 | 443.6083 | 149.9105 | 0 | 0 | 382.6192 | 476.8519 | 443.6083 | 107.7267 | 33.2435 | 8.9403 | 0 | 8.0463 | 476.8519
|  |  | 33.9264 | 403.6379 | 369.7115 | 126.8938 | 0 | 0 | 382.6192 | 403.6379 | 369.7115 | 0 | 33.9264 | 92.9674 | 0 | 91.7169 | 403.6379
|  |  | 35.3688 | 410.3665 | 374.9978 | 129.0092 | 0 | 0 | 382.6192 | 410.3665 | 374.9978 | 0 | 35.3688 | 93.6404 | 0 | 175.9933 | 410.3665
|  |  | 34.1685 | 371.757 | 337.5885 | 116.8713 | 0 | 0 | 382.6192 | 371.757 | 337.5885 | 0 | 34.1685 | 82.7027 | 0 | 250.4257 | 371.757
|  |  | 35.1159 | 250.3212 | 215.2053 | 78.6948 | 0 | 0 | 382.6192 | 250.3212 | 215.2053 | 0 | 35.1159 | 43.5789 | 0 | 289.6468 | 250.3212
|  |  | 40.4938 | 309.3569 | 268.8631 | 97.2542 | 0 | 0 | 382.6192 | 309.3569 | 268.8631 | 0 | 40.4938 | 56.7604 | 0 | 340.7311 | 309.3569
|  |  | 46.2897 | 199.4559 | 153.1663 | 62.704 | 0 | 0 | 382.6192 | 199.4559 | 153.1663 | 0 | 46.2897 | 16.4144 | 0 | 355.5041 | 199.4559
|  |  | 46.7678 | 74.0951 | 27.3273 | 23.2937 | 0 | 0 | 382.6192 | 74.0951 | 27.3273 | 0 | 23.2937 | 0 | 23.4741 | 329.4217 | 74.0951
|  |  | 41.1187 | 2.2429 | -38.8758 | 0.70511 | 0 | 38.8758 | 339.4239 | 2.2429 | 0 | 0 | 0.70511 | 0 | 40.4136 | 284.5177 | 2.2429
|  |  | 30.6708 | 0 | -30.6708 | 0 | 0 | 30.6708 | 305.3453 | 0 | 0 | 0 | 0 | 0 | 30.6708 | 250.4391 | 0
|  |  | 23.3615 | 0 | -23.3615 | 0 | 0 | 23.3615 | 279.388 | 0 | 0 | 0 | 0 | 0 | 23.3615 | 224.4819 | 0
|  |  | 23.6941 | 0 | -23.6941 | 0 | 0 | 23.6941 | 253.0612 | 0 | 0 | 0 | 0 | 0 | 23.6941 | 198.1551 | 0
|  |  | 24.2768 | 0 | -24.2768 | 0 | 0 | 24.2768 | 226.0869 | 0 | 0 | 0 | 0 | 0 | 24.2768 | 171.1808 | 0
|  |  | 24.5562 | 0 | -24.5562 | 0 | 0 | 24.5562 | 198.8023 | 0 | 0 | 0 | 0 | 0 | 24.5562 | 143.8962 | 0
|  |  | 24.0861 | 0 | -24.0861 | 0 | 0 | 24.0861 | 172.04 | 0 | 0 | 0 | 0 | 0 | 24.0861 | 117.1339 | 0
|  |  | 22.6294 | 0 | -22.6294 | 0 | 0 | 22.6294 | 146.8962 | 0 | 0 | 0 | 0 | 0 | 22.6294 | 91.9901 | 0
|  |  | 20.8758 | 0 | -20.8758 | 0 | 0 | 20.8758 | 123.701 | 0 | 0 | 0 | 0 | 0 | 20.8758 | 68.7948 | 0
|  |  | 18.9345 | 0 | -18.9345 | 0 | 0 | 18.9345 | 102.6626 | 0 | 0 | 0 | 0 | 0 | 18.9345 | 47.7564 | 0
|  |  | 15.4144 | 0 | -15.4144 | 0 | 0 | 15.4144 | 85.5355 | 0 | 0 | 0 | 0 | 0 | 15.4144 | 30.6293 | 0
|  |  | 11.7376 | 0 | -11.7376 | 0 | 0 | 11.7376 | 72.4937 | 0 | 0 | 0 | 0 | 0 | 11.7376 | 17.5875 | 0
|  |  | 16.1057 | 0.88113 | -15.2246 | 0.27701 | 0 | 15.2246 | 55.5774 | 0.88113 | 0 | 0 | 0.27701 | 0 | 15.8287 | 0 | 0.88113
|  |  | 19.9504 | 200.0967 | 180.1464 | 62.9055 | 180.1464 | 0 | 217.7091 | 19.9504 | 0 | 42.9551 | 19.9504 | 0 | 0 | 0 | 19.9504
|  |  | 26.3005 | 427.5886 | 401.2881 | 134.4234 | 183.2334 | 0 | 382.6192 | 244.3552 | 218.0547 | 108.1228 | 26.3005 | 0 | 0 | 0 | 244.3552
|  |  | 31.0713 | 627.2048 | 596.1335 | 197.1778 | 0 | 0 | 382.6192 | 627.2048 | 596.1335 | 166.1065 | 31.0713 | 0 | 0 | 0 | 627.2048
|  |  | 33.2435 | 780.3613 | 747.1177 | 245.3264 | 0 | 0 | 382.6192 | 780.3613 | 747.1177 | 212.0829 | 33.2435 | 0 | 0 | 0 | 780.3613
|  |  | 33.9264 | 877.6061 | 843.6796 | 275.8978 | 0 | 0 | 382.6192 | 877.6061 | 843.6796 | 241.9714 | 33.9264 | 0 | 0 | 0 | 877.6061
|  |  | 35.3688 | 914.6937 | 879.3249 | 287.5572 | 0 | 0 | 382.6192 | 914.6937 | 879.3249 | 252.1884 | 35.3688 | 0 | 0 | 0 | 914.6937
|  |  | 34.1685 | 888.5 | 854.3315 | 279.3226 | 0 | 0 | 382.6192 | 888.5 | 854.3315 | 245.154 | 34.1685 | 0 | 0 | 0 | 888.5
|  |  | 35.1159 | 803.8314 | 768.7155 | 252.7048 | 0 | 0 | 382.6192 | 803.8314 | 768.7155 | 126.5203 | 35.1159 | 91.0687 | 0 | 81.9618 | 803.8314
|  |  | 40.4938 | 659.2459 | 618.752 | 207.2507 | 0 | 0 | 382.6192 | 659.2459 | 618.752 | 0 | 40.4938 | 166.7569 | 0 | 232.043 | 659.2459
|  |  | 46.2897 | 467.7201 | 421.4305 | 147.0397 | 0 | 0 | 382.6192 | 467.7201 | 421.4305 | 0 | 46.2897 | 100.75 | 0 | 322.718 | 467.7201
|  |  | 46.7678 | 244.4737 | 197.7059 | 76.8565 | 0 | 0 | 382.6192 | 244.4737 | 197.7059 | 0 | 46.7678 | 30.0887 | 0 | 349.7979 | 244.4737
|  |  | 41.1187 | 3.6847 | -37.434 | 1.1584 | 0 | 37.434 | 341.026 | 3.6847 | 0 | 0 | 1.1584 | 0 | 39.9603 | 305.3976 | 3.6847
|  |  | 30.6708 | 0 | -30.6708 | 0 | 0 | 30.6708 | 306.9473 | 0 | 0 | 0 | 0 | 0 | 30.6708 | 271.319 | 0
|  |  | 23.3615 | 0 | -23.3615 | 0 | 0 | 23.3615 | 280.9901 | 0 | 0 | 0 | 0 | 0 | 23.3615 | 245.3617 | 0
|  |  | 23.6941 | 0 | -23.6941 | 0 | 0 | 23.6941 | 254.6633 | 0 | 0 | 0 | 0 | 0 | 23.6941 | 219.0349 | 0
|  |  | 24.2768 | 0 | -24.2768 | 0 | 0 | 24.2768 | 227.689 | 0 | 0 | 0 | 0 | 0 | 24.2768 | 192.0606 | 0
|  |  | 24.5562 | 0 | -24.5562 | 0 | 0 | 24.5562 | 200.4044 | 0 | 0 | 0 | 0 | 0 | 24.5562 | 164.776 | 0
|  |  | 30.2465 | 0 | -30.2465 | 0 | 0 | 30.2465 | 166.7972 | 0 | 0 | 0 | 0 | 0 | 30.2465 | 131.1688 | 0
|  |  | 28.1491 | 0 | -28.1491 | 0 | 0 | 28.1491 | 135.5204 | 0 | 0 | 0 | 0 | 0 | 28.1491 | 99.892 | 0
|  |  | 25.2107 | 0 | -25.2107 | 0 | 0 | 25.2107 | 107.5085 | 0 | 0 | 0 | 0 | 0 | 25.2107 | 71.8801 | 0
|  |  | 21.4417 | 0 | -21.4417 | 0 | 0 | 21.4417 | 83.6845 | 0 | 0 | 0 | 0 | 0 | 21.4417 | 48.0561 | 0
|  |  | 17.5188 | 0 | -17.5188 | 0 | 0 | 17.5188 | 64.2191 | 0 | 0 | 0 | 0 | 0 | 17.5188 | 28.5907 | 0
|  |  | 14.3414 | 0 | -14.3414 | 0 | 0 | 14.3414 | 48.2842 | 0 | 0 | 0 | 0 | 0 | 14.3414 | 12.6558 | 0
|  |  | 11.6673 | 0.88113 | -10.7861 | 0.27701 | 0 | 10.7861 | 36.2996 | 0.88113 | 0 | 0 | 0.27701 | 0 | 11.3903 | 0 | 0.88113
|  |  | 9.167 | 69.5292 | 60.3623 | 21.8583 | 60.3623 | 0 | 90.6257 | 9.167 | 0 | 12.6913 | 9.167 | 0 | 0 | 0 | 9.167
|  |  | 7.1962 | 168.5363 | 161.34 | 52.9837 | 161.34 | 0 | 235.8317 | 7.1962 | 0 | 45.7874 | 7.1962 | 0 | 0 | 0 | 7.1962
|  |  | 6.03 | 227.7322 | 221.7022 | 71.5934 | 163.0973 | 0 | 382.6192 | 64.6349 | 58.6049 | 65.5634 | 6.03 | 0 | 0 | 0 | 64.6349
|  |  | 6.0645 | 333.6281 | 327.5636 | 104.8845 | 0 | 0 | 382.6192 | 333.6281 | 327.5636 | 98.82 | 6.0645 | 0 | 0 | 0 | 333.6281
|  |  | 6.9622 | 357.6589 | 350.6967 | 112.4392 | 0 | 0 | 382.6192 | 357.6589 | 350.6967 | 57.5337 | 6.9622 | 47.9433 | 0 | 43.149 | 357.6589
|  |  | 9.2104 | 380.4882 | 371.2778 | 119.6161 | 0 | 0 | 382.6192 | 380.4882 | 371.2778 | 0 | 9.2104 | 110.4057 | 0 | 142.5141 | 380.4882
|  |  | 12.2202 | 382.5709 | 370.3506 | 120.2709 | 0 | 0 | 382.6192 | 382.5709 | 370.3506 | 0 | 12.2202 | 108.0507 | 0 | 239.7597 | 382.5709
|  |  | 15.3949 | 314.4034 | 299.0085 | 98.8407 | 0 | 0 | 382.6192 | 314.4034 | 299.0085 | 0 | 15.3949 | 83.4458 | 0 | 314.8609 | 314.4034
|  |  | 18.6761 | 255.8483 | 237.1722 | 80.4324 | 0 | 0 | 382.6192 | 255.8483 | 237.1722 | 0 | 18.6761 | 61.7563 | 0 | 370.4416 | 255.8483
|  |  | 22.1391 | 153.7172 | 131.5781 | 48.3249 | 0 | 0 | 382.6192 | 153.7172 | 131.5781 | 0 | 22.1391 | 26.1858 | 0 | 394.0088 | 153.7172
|  |  | 26.0591 | 64.5628 | 38.5037 | 20.297 | 0 | 0 | 382.6192 | 64.5628 | 38.5037 | 0 | 20.297 | 0 | 5.7622 | 387.6064 | 64.5628
|  |  | 29.8278 | 2.0827 | -27.7452 | 0.65474 | 0 | 27.7452 | 351.7913 | 2.0827 | 0 | 0 | 0.65474 | 0 | 29.1731 | 355.1919 | 2.0827
|  |  | 32.3465 | 0 | -32.3465 | 0 | 0 | 32.3465 | 315.8508 | 0 | 0 | 0 | 0 | 0 | 32.3465 | 319.2513 | 0
|  |  | 33.6507 | 0 | -33.6507 | 0 | 0 | 33.6507 | 278.4611 | 0 | 0 | 0 | 0 | 0 | 33.6507 | 281.8617 | 0
|  |  | 34.0882 | 0 | -34.0882 | 0 | 0 | 34.0882 | 240.5853 | 0 | 0 | 0 | 0 | 0 | 34.0882 | 243.9859 | 0
|  |  | 33.501 | 0 | -33.501 | 0 | 0 | 33.501 | 203.362 | 0 | 0 | 0 | 0 | 0 | 33.501 | 206.7626 | 0
|  |  | 32.1465 | 0 | -32.1465 | 0 | 0 | 32.1465 | 167.6437 | 0 | 0 | 0 | 0 | 0 | 32.1465 | 171.0442 | 0
|  |  | 30.2465 | 0 | -30.2465 | 0 | 0 | 30.2465 | 134.0365 | 0 | 0 | 0 | 0 | 0 | 30.2465 | 137.4371 | 0
|  |  | 28.1491 | 0 | -28.1491 | 0 | 0 | 28.1491 | 102.7597 | 0 | 0 | 0 | 0 | 0 | 28.1491 | 106.1603 | 0
|  |  | 25.2107 | 0 | -25.2107 | 0 | 0 | 25.2107 | 74.7478 | 0 | 0 | 0 | 0 | 0 | 25.2107 | 78.1484 | 0
|  |  | 21.4417 | 0 | -21.4417 | 0 | 0 | 21.4417 | 50.9238 | 0 | 0 | 0 | 0 | 0 | 21.4417 | 54.3243 | 0
|  |  | 17.5188 | 0 | -17.5188 | 0 | 0 | 17.5188 | 31.4584 | 0 | 0 | 0 | 0 | 0 | 17.5188 | 34.859 | 0
|  |  | 14.3414 | 0 | -14.3414 | 0 | 0 | 14.3414 | 15.5235 | 0 | 0 | 0 | 0 | 0 | 14.3414 | 18.9241 | 0
|  |  | 11.6673 | 0.88113 | -10.7861 | 0.27701 | 0 | 10.7861 | 3.5389 | 0.88113 | 0 | 0 | 0.27701 | 0 | 11.3903 | 6.2683 | 0.88113
|  |  | 9.167 | 11.2144 | 2.0474 | 3.5255 | 2.0474 | 0 | 5.3816 | 9.167 | 0 | 0 | 3.5255 | 0 | 5.6414 | 0 | 9.167
|  |  | 7.1962 | 28.5166 | 21.3204 | 8.9649 | 21.3204 | 0 | 24.57 | 7.1962 | 0 | 1.7687 | 7.1962 | 0 | 0 | 0 | 7.1962
|  |  | 6.03 | 44.5371 | 38.5071 | 14.0014 | 38.5071 | 0 | 59.2264 | 6.03 | 0 | 7.9714 | 6.03 | 0 | 0 | 0 | 6.03
|  |  | 6.0645 | 158.8438 | 152.7794 | 49.9366 | 152.7794 | 0 | 196.7278 | 6.0645 | -7.9936e-15 | 43.8721 | 6.0645 | 0 | 0 | 0 | 6.0645
|  |  | 6.9622 | 578.7426 | 571.7804 | 181.9424 | 206.546 | 0 | 382.6192 | 372.1965 | 365.2344 | 174.9803 | 6.9622 | 0 | 0 | 0 | 372.1965
|  |  | 9.2104 | 692.5686 | 683.3582 | 217.7266 | 0 | 0 | 382.6192 | 692.5686 | 683.3582 | 208.5161 | 9.2104 | 0 | 0 | 0 | 692.5686
|  |  | 12.2202 | 262.4167 | 250.1965 | 82.4974 | 0 | 0 | 382.6192 | 262.4167 | 250.1965 | 70.2771 | 12.2202 | 0 | 0 | 0 | 262.4167
|  |  | 15.3949 | 453.8624 | 438.4674 | 142.6832 | 0 | 0 | 382.6192 | 453.8624 | 438.4674 | 88.2029 | 15.3949 | 39.0854 | 0 | 35.1768 | 453.8624
|  |  | 18.6761 | 507.1307 | 488.4546 | 159.4294 | 0 | 0 | 382.6192 | 507.1307 | 488.4546 | 0 | 18.6761 | 140.7533 | 0 | 161.8548 | 507.1307
|  |  | 22.1391 | 531.9626 | 509.8234 | 167.236 | 0 | 0 | 382.6192 | 531.9626 | 509.8234 | 0 | 22.1391 | 145.0968 | 0 | 292.442 | 531.9626
|  |  | 26.0591 | 282.4424 | 256.3833 | 88.793 | 0 | 0 | 382.6192 | 282.4424 | 256.3833 | 0 | 26.0591 | 62.7338 | 0 | 348.9024 | 282.4424
|  |  | 29.8278 | 35.0049 | 5.1771 | 11.0047 | 0 | 0 | 382.6192 | 35.0049 | 5.1771 | 0 | 11.0047 | 0 | 18.8231 | 327.9878 | 35.0049
|  |  | 32.3465 | 0 | -32.3465 | 0 | 0 | 32.3465 | 346.6787 | 0 | 0 | 0 | 0 | 0 | 32.3465 | 292.0473 | 0
|  |  | 33.6507 | 0 | -33.6507 | 0 | 0 | 33.6507 | 309.289 | 0 | 0 | 0 | 0 | 0 | 33.6507 | 254.6576 | 0
|  |  | 34.0882 | 0 | -34.0882 | 0 | 0 | 34.0882 | 271.4133 | 0 | 0 | 0 | 0 | 0 | 34.0882 | 216.7818 | 0
|  |  | 33.501 | 0 | -33.501 | 0 | 0 | 33.501 | 234.19 | 0 | 0 | 0 | 0 | 0 | 33.501 | 179.5585 | 0
|  |  | 32.1465 | 0 | -32.1465 | 0 | 0 | 32.1465 | 198.4716 | 0 | 0 | 0 | 0 | 0 | 32.1465 | 143.8402 | 0
|  |  | 24.0861 | 0 | -24.0861 | 0 | 0 | 24.0861 | 171.7093 | 0 | 0 | 0 | 0 | 0 | 24.0861 | 117.0779 | 0
|  |  | 22.6294 | 0 | -22.6294 | 0 | 0 | 22.6294 | 146.5656 | 0 | 0 | 0 | 0 | 0 | 22.6294 | 91.9341 | 0
|  |  | 20.8758 | 0 | -20.8758 | 0 | 0 | 20.8758 | 123.3703 | 0 | 0 | 0 | 0 | 0 | 20.8758 | 68.7388 | 0
|  |  | 18.9345 | 0 | -18.9345 | 0 | 0 | 18.9345 | 102.3319 | 0 | 0 | 0 | 0 | 0 | 18.9345 | 47.7005 | 0
|  |  | 15.4144 | 0 | -15.4144 | 0 | 0 | 15.4144 | 85.2048 | 0 | 0 | 0 | 0 | 0 | 15.4144 | 30.5733 | 0
|  |  | 11.7376 | 0 | -11.7376 | 0 | 0 | 11.7376 | 72.163 | 0 | 0 | 0 | 0 | 0 | 11.7376 | 17.5315 | 0
|  |  | 16.1057 | 1.0413 | -15.0644 | 0.32737 | 0 | 15.0644 | 55.4247 | 1.0413 | 0 | 0 | 0.32737 | 0 | 15.7784 | 0 | 1.0413
|  |  | 19.9504 | 241.7502 | 221.7998 | 76.0003 | 221.7998 | 0 | 255.0446 | 19.9504 | 0 | 56.0499 | 19.9504 | 0 | 0 | 0 | 19.9504
|  |  | 26.3005 | 508.4123 | 482.1118 | 159.8323 | 141.7497 | 0 | 382.6192 | 366.6627 | 340.3622 | 133.5318 | 26.3005 | 0 | 0 | 0 | 366.6627
|  |  | 31.0713 | 734.3823 | 703.311 | 230.8717 | 0 | 0 | 382.6192 | 734.3823 | 703.311 | 199.8005 | 31.0713 | 0 | 0 | 0 | 734.3823
|  |  | 33.2435 | 899.1537 | 865.9102 | 282.6718 | 0 | 0 | 382.6192 | 899.1537 | 865.9102 | 249.4283 | 33.2435 | 0 | 0 | 0 | 899.1537
|  |  | 33.9264 | 541.7351 | 507.8087 | 170.3082 | 0 | 0 | 382.6192 | 541.7351 | 507.8087 | 136.3818 | 33.9264 | 0 | 0 | 0 | 541.7351
|  |  | 35.3688 | 556.5541 | 521.1853 | 174.9669 | 0 | 0 | 382.6192 | 556.5541 | 521.1853 | 113.4495 | 35.3688 | 26.1486 | 0 | 23.5338 | 556.5541
|  |  | 34.1685 | 538.6912 | 504.5227 | 169.3513 | 0 | 0 | 382.6192 | 538.6912 | 504.5227 | 0 | 34.1685 | 135.1827 | 0 | 145.1982 | 538.6912
|  |  | 35.1159 | 462.5135 | 427.3976 | 145.4029 | 0 | 0 | 382.6192 | 462.5135 | 427.3976 | 0 | 35.1159 | 110.287 | 0 | 244.4565 | 462.5135
|  |  | 40.4938 | 361.584 | 321.0901 | 113.6731 | 0 | 0 | 382.6192 | 361.584 | 321.0901 | 0 | 40.4938 | 73.1793 | 0 | 310.3178 | 361.584
|  |  | 46.2897 | 247.1171 | 200.8274 | 77.6875 | 0 | 0 | 382.6192 | 247.1171 | 200.8274 | 0 | 46.2897 | 31.3979 | 0 | 338.5759 | 247.1171
|  |  | 46.7678 | 122.1567 | 75.389 | 38.4031 | 0 | 0 | 382.6192 | 122.1567 | 75.389 | 0 | 38.4031 | 0 | 8.3647 | 329.2818 | 122.1567
|  |  | 41.1187 | 2.5633 | -38.5554 | 0.80584 | 0 | 38.5554 | 339.7799 | 2.5633 | 0 | 0 | 0.80584 | 0 | 40.3128 | 284.4898 | 2.5633
|  |  | 30.6708 | 0 | -30.6708 | 0 | 0 | 30.6708 | 305.7013 | 0 | 0 | 0 | 0 | 0 | 30.6708 | 250.4112 | 0
|  |  | 23.3615 | 0 | -23.3615 | 0 | 0 | 23.3615 | 279.744 | 0 | 0 | 0 | 0 | 0 | 23.3615 | 224.4539 | 0
|  |  | 23.6941 | 0 | -23.6941 | 0 | 0 | 23.6941 | 253.4172 | 0 | 0 | 0 | 0 | 0 | 23.6941 | 198.1271 | 0
|  |  | 24.2768 | 0 | -24.2768 | 0 | 0 | 24.2768 | 226.443 | 0 | 0 | 0 | 0 | 0 | 24.2768 | 171.1528 | 0
|  |  | 24.5562 | 0 | -24.5562 | 0 | 0 | 24.5562 | 199.1583 | 0 | 0 | 0 | 0 | 0 | 24.5562 | 143.8682 | 0
|  |  | 24.0861 | 0 | -24.0861 | 0 | 0 | 24.0861 | 172.396 | 0 | 0 | 0 | 0 | 0 | 24.0861 | 117.1059 | 0
|  |  | 22.6294 | 0 | -22.6294 | 0 | 0 | 22.6294 | 147.2523 | 0 | 0 | 0 | 0 | 0 | 22.6294 | 91.9621 | 0
|  |  | 20.8758 | 0 | -20.8758 | 0 | 0 | 20.8758 | 124.057 | 0 | 0 | 0 | 0 | 0 | 20.8758 | 68.7668 | 0
|  |  | 18.9345 | 0 | -18.9345 | 0 | 0 | 18.9345 | 103.0186 | 0 | 0 | 0 | 0 | 0 | 18.9345 | 47.7285 | 0
|  |  | 15.4144 | 0 | -15.4144 | 0 | 0 | 15.4144 | 85.8915 | 0 | 0 | 0 | 0 | 0 | 15.4144 | 30.6013 | 0
|  |  | 11.7376 | 0 | -11.7376 | 0 | 0 | 11.7376 | 72.8497 | 0 | 0 | 0 | 0 | 0 | 11.7376 | 17.5595 | 0
|  |  | 16.1057 | 0.96123 | -15.1445 | 0.30219 | 0 | 15.1445 | 56.0224 | 0.96123 | 0 | 0 | 0.30219 | 0 | 15.8036 | 0 | 0.96123
|  |  | 19.9504 | 210.8305 | 190.8801 | 66.2799 | 190.8801 | 0 | 227.8146 | 19.9504 | 0 | 46.3296 | 19.9504 | 0 | 0 | 0 | 19.9504
|  |  | 26.3005 | 437.4413 | 411.1408 | 137.5208 | 172.0052 | 0 | 382.6192 | 265.4361 | 239.1356 | 111.2203 | 26.3005 | 0 | 0 | 0 | 265.4361
|  |  | 31.0713 | 638.7396 | 607.6683 | 200.804 | 0 | 0 | 382.6192 | 638.7396 | 607.6683 | 169.7327 | 31.0713 | 0 | 0 | 0 | 638.7396
|  |  | 33.2435 | 790.1338 | 756.8903 | 248.3987 | 0 | 0 | 382.6192 | 790.1338 | 756.8903 | 215.1551 | 33.2435 | 0 | 0 | 0 | 790.1338
|  |  | 33.9264 | 888.5801 | 854.6537 | 279.3478 | 0 | 0 | 382.6192 | 888.5801 | 854.6537 | 245.4213 | 33.9264 | 0 | 0 | 0 | 888.5801
|  |  | 35.3688 | 921.983 | 886.6142 | 289.8488 | 0 | 0 | 382.6192 | 921.983 | 886.6142 | 254.48 | 35.3688 | 0 | 0 | 0 | 921.983
|  |  | 34.1685 | 897.6318 | 863.4632 | 282.1934 | 0 | 0 | 382.6192 | 897.6318 | 863.4632 | 248.0248 | 34.1685 | 0 | 0 | 0 | 897.6318
|  |  | 35.1159 | 813.7641 | 778.6482 | 255.8275 | 0 | 0 | 382.6192 | 813.7641 | 778.6482 | 164.9716 | 35.1159 | 55.74 | 0 | 50.166 | 813.7641
|  |  | 40.4938 | 671.5817 | 631.0879 | 211.1288 | 0 | 0 | 382.6192 | 671.5817 | 631.0879 | 0 | 40.4938 | 170.635 | 0 | 203.7374 | 671.5817
|  |  | 46.2897 | 481.0973 | 434.8076 | 151.2452 | 0 | 0 | 382.6192 | 481.0973 | 434.8076 | 0 | 46.2897 | 104.9555 | 0 | 298.1974 | 481.0973
|  |  | 46.7678 | 256.6493 | 209.8815 | 80.6842 | 0 | 0 | 382.6192 | 256.6493 | 209.8815 | 0 | 46.7678 | 33.9165 | 0 | 328.7222 | 256.6493
|  |  | 41.1187 | 3.7648 | -37.3539 | 1.1836 | 0 | 37.3539 | 341.115 | 3.7648 | 0 | 0 | 1.1836 | 0 | 39.9351 | 284.3499 | 3.7648
|  |  | 30.6708 | 0 | -30.6708 | 0 | 0 | 30.6708 | 307.0364 | 0 | 0 | 0 | 0 | 0 | 30.6708 | 250.2712 | 0
|  |  | 23.3615 | 0 | -23.3615 | 0 | 0 | 23.3615 | 281.0791 | 0 | 0 | 0 | 0 | 0 | 23.3615 | 224.314 | 0
|  |  | 23.6941 | 0 | -23.6941 | 0 | 0 | 23.6941 | 254.7523 | 0 | 0 | 0 | 0 | 0 | 23.6941 | 197.9872 | 0
|  |  | 24.2768 | 0 | -24.2768 | 0 | 0 | 24.2768 | 227.778 | 0 | 0 | 0 | 0 | 0 | 24.2768 | 171.0129 | 0
|  |  | 24.5562 | 0 | -24.5562 | 0 | 0 | 24.5562 | 200.4934 | 0 | 0 | 0 | 0 | 0 | 24.5562 | 143.7283 | 0
|  |  | 24.0861 | 0 | -24.0861 | 0 | 0 | 24.0861 | 173.7311 | 0 | 0 | 0 | 0 | 0 | 24.0861 | 116.966 | 0
|  |  | 22.6294 | 0 | -22.6294 | 0 | 0 | 22.6294 | 148.5873 | 0 | 0 | 0 | 0 | 0 | 22.6294 | 91.8222 | 0
|  |  | 20.8758 | 0 | -20.8758 | 0 | 0 | 20.8758 | 125.392 | 0 | 0 | 0 | 0 | 0 | 20.8758 | 68.6269 | 0
|  |  | 18.9345 | 0 | -18.9345 | 0 | 0 | 18.9345 | 104.3537 | 0 | 0 | 0 | 0 | 0 | 18.9345 | 47.5886 | 0
|  |  | 15.4144 | 0 | -15.4144 | 0 | 0 | 15.4144 | 87.2265 | 0 | 0 | 0 | 0 | 0 | 15.4144 | 30.4614 | 0
|  |  | 11.7376 | 0 | -11.7376 | 0 | 0 | 11.7376 | 74.1847 | 0 | 0 | 0 | 0 | 0 | 11.7376 | 17.4196 | 0
|  |  | 16.1057 | 1.3617 | -14.744 | 0.4281 | 0 | 14.744 | 57.8025 | 1.3617 | 0 | 0 | 0.4281 | 0 | 15.6777 | 0 | 1.3617
|  |  | 19.9504 | 193.3681 | 173.4177 | 60.7902 | 173.4177 | 0 | 213.8785 | 19.9504 | 0 | 40.8398 | 19.9504 | 0 | 0 | 0 | 19.9504
|  |  | 26.3005 | 404.1185 | 377.818 | 127.0449 | 187.4898 | 0 | 382.6192 | 216.6288 | 190.3282 | 100.7444 | 26.3005 | 0 | 0 | 0 | 216.6288
|  |  | 31.0713 | 590.6779 | 559.6066 | 185.6946 | 0 | 0 | 382.6192 | 590.6779 | 559.6066 | 154.6233 | 31.0713 | 0 | 0 | 0 | 590.6779
|  |  | 33.2435 | 733.0205 | 699.777 | 230.4436 | 0 | 0 | 382.6192 | 733.0205 | 699.777 | 197.2001 | 33.2435 | 0 | 0 | 0 | 733.0205
|  |  | 33.9264 | 825.6995 | 791.773 | 259.5796 | 0 | 0 | 382.6192 | 825.6995 | 791.773 | 225.6532 | 33.9264 | 0 | 0 | 0 | 825.6995
|  |  | 35.3688 | 864.6294 | 829.2606 | 271.8182 | 0 | 0 | 382.6192 | 864.6294 | 829.2606 | 236.4495 | 35.3688 | 0 | 0 | 0 | 864.6294
|  |  | 34.1685 | 843.0017 | 808.8331 | 265.019 | 0 | 0 | 382.6192 | 843.0017 | 808.8331 | 230.8505 | 34.1685 | 0 | 0 | 0 | 843.0017
|  |  | 35.1159 | 764.1004 | 728.9845 | 240.2144 | 0 | 0 | 382.6192 | 764.1004 | 728.9845 | 122.1557 | 35.1159 | 82.9428 | 0 | 74.6485 | 764.1004
|  |  | 40.4938 | 629.688 | 589.1941 | 197.9584 | 0 | 0 | 382.6192 | 629.688 | 589.1941 | 0 | 40.4938 | 157.4646 | 0 | 216.3667 | 629.688
|  |  | 46.2897 | 452.1001 | 405.8104 | 142.1292 | 0 | 0 | 382.6192 | 452.1001 | 405.8104 | 0 | 46.2897 | 95.8395 | 0 | 302.6222 | 452.1001
|  |  | 46.7678 | 241.1094 | 194.3416 | 75.7989 | 0 | 0 | 382.6192 | 241.1094 | 194.3416 | 0 | 46.7678 | 29.0311 | 0 | 328.7502 | 241.1094
|  |  | 41.1187 | 4.0852 | -37.0334 | 1.2843 | 0 | 37.0334 | 341.471 | 4.0852 | 0 | 0 | 1.2843 | 0 | 39.8344 | 284.4898 | 4.0852
|  |  | 30.6708 | 0 | -30.6708 | 0 | 0 | 30.6708 | 307.3924 | 0 | 0 | 0 | 0 | 0 | 30.6708 | 250.4112 | 0
|  |  | 23.3615 | 0 | -23.3615 | 0 | 0 | 23.3615 | 281.4351 | 0 | 0 | 0 | 0 | 0 | 23.3615 | 224.4539 | 0
|  |  | 23.6941 | 0 | -23.6941 | 0 | 0 | 23.6941 | 255.1083 | 0 | 0 | 0 | 0 | 0 | 23.6941 | 198.1271 | 0
|  |  | 24.2768 | 0 | -24.2768 | 0 | 0 | 24.2768 | 228.134 | 0 | 0 | 0 | 0 | 0 | 24.2768 | 171.1528 | 0
|  |  | 24.5562 | 0 | -24.5562 | 0 | 0 | 24.5562 | 200.8494 | 0 | 0 | 0 | 0 | 0 | 24.5562 | 143.8682 | 0
|  |  | 24.0861 | 0 | -24.0861 | 0 | 0 | 24.0861 | 174.0871 | 0 | 0 | 0 | 0 | 0 | 24.0861 | 117.1059 | 0
|  |  | 22.6294 | 0 | -22.6294 | 0 | 0 | 22.6294 | 148.9433 | 0 | 0 | 0 | 0 | 0 | 22.6294 | 91.9621 | 0
|  |  | 20.8758 | 0 | -20.8758 | 0 | 0 | 20.8758 | 125.748 | 0 | 0 | 0 | 0 | 0 | 20.8758 | 68.7668 | 0
|  |  | 18.9345 | 0 | -18.9345 | 0 | 0 | 18.9345 | 104.7097 | 0 | 0 | 0 | 0 | 0 | 18.9345 | 47.7285 | 0
|  |  | 15.4144 | 0 | -15.4144 | 0 | 0 | 15.4144 | 87.5825 | 0 | 0 | 0 | 0 | 0 | 15.4144 | 30.6013 | 0
|  |  | 11.7376 | 0 | -11.7376 | 0 | 0 | 11.7376 | 74.5407 | 0 | 0 | 0 | 0 | 0 | 11.7376 | 17.5595 | 0
|  |  | 16.1057 | 0.96123 | -15.1445 | 0.30219 | 0 | 15.1445 | 57.7135 | 0.96123 | 0 | 0 | 0.30219 | 0 | 15.8036 | 0 | 0.96123
|  |  | 19.9504 | 189.2829 | 169.3325 | 59.5059 | 169.3325 | 0 | 210.1127 | 19.9504 | 0 | 39.5555 | 19.9504 | 0 | 0 | 0 | 19.9504
|  |  | 26.3005 | 398.0307 | 371.7302 | 125.1311 | 191.6739 | 0 | 382.6192 | 206.3568 | 180.0563 | 98.8306 | 26.3005 | 0 | 0 | 0 | 206.3568
|  |  | 31.0713 | 584.2697 | 553.1984 | 183.68 | 0 | 0 | 382.6192 | 584.2697 | 553.1984 | 152.6087 | 31.0713 | 0 | 0 | 0 | 584.2697
|  |  | 33.2435 | 726.372 | 693.1285 | 228.3535 | 0 | 0 | 382.6192 | 726.372 | 693.1285 | 195.11 | 33.2435 | 0 | 0 | 0 | 726.372
|  |  | 33.9264 | 818.7305 | 784.8041 | 257.3888 | 0 | 0 | 382.6192 | 818.7305 | 784.8041 | 223.4623 | 33.9264 | 0 | 0 | 0 | 818.7305
|  |  | 35.3688 | 854.6967 | 819.3279 | 268.6956 | 0 | 0 | 382.6192 | 854.6967 | 819.3279 | 233.3269 | 35.3688 | 0 | 0 | 0 | 854.6967
|  |  | 34.1685 | 832.5082 | 798.3397 | 261.7201 | 0 | 0 | 382.6192 | 832.5082 | 798.3397 | 227.5516 | 34.1685 | 0 | 0 | 0 | 832.5082
|  |  | 35.1159 | 754.4881 | 719.3722 | 237.1925 | 0 | 0 | 382.6192 | 754.4881 | 719.3722 | 111.6739 | 35.1159 | 90.4027 | 0 | 81.3624 | 754.4881
|  |  | 40.4938 | 622.3986 | 581.9048 | 195.6668 | 0 | 0 | 382.6192 | 622.3986 | 581.9048 | 0 | 40.4938 | 155.173 | 0 | 221.0181 | 622.3986
|  |  | 46.2897 | 443.2087 | 396.919 | 139.3339 | 0 | 0 | 382.6192 | 443.2087 | 396.919 | 0 | 46.2897 | 93.0442 | 0 | 304.758 | 443.2087
|  |  | 46.7678 | 233.6598 | 186.892 | 73.4569 | 0 | 0 | 382.6192 | 233.6598 | 186.892 | 0 | 46.7678 | 26.6891 | 0 | 328.7782 | 233.6598
|  |  | 41.1187 | 3.925 | -37.1936 | 1.2339 | 0 | 37.1936 | 341.293 | 3.925 | 0 | 0 | 1.2339 | 0 | 39.8847 | 284.4618 | 3.925
|  |  | 30.6708 | 0 | -30.6708 | 0 | 0 | 30.6708 | 307.2144 | 0 | 0 | 0 | 0 | 0 | 30.6708 | 250.3832 | 0
|  |  | 23.3615 | 0 | -23.3615 | 0 | 0 | 23.3615 | 281.2571 | 0 | 0 | 0 | 0 | 0 | 23.3615 | 224.4259 | 0
|  |  | 23.6941 | 0 | -23.6941 | 0 | 0 | 23.6941 | 254.9303 | 0 | 0 | 0 | 0 | 0 | 23.6941 | 198.0991 | 0
|  |  | 24.2768 | 0 | -24.2768 | 0 | 0 | 24.2768 | 227.956 | 0 | 0 | 0 | 0 | 0 | 24.2768 | 171.1248 | 0
|  |  | 24.5562 | 0 | -24.5562 | 0 | 0 | 24.5562 | 200.6714 | 0 | 0 | 0 | 0 | 0 | 24.5562 | 143.8402 | 0
|  |  | 24.0861 | 0 | -24.0861 | 0 | 0 | 24.0861 | 173.9091 | 0 | 0 | 0 | 0 | 0 | 24.0861 | 117.0779 | 0
|  |  | 22.6294 | 0 | -22.6294 | 0 | 0 | 22.6294 | 148.7653 | 0 | 0 | 0 | 0 | 0 | 22.6294 | 91.9341 | 0
|  |  | 20.8758 | 0 | -20.8758 | 0 | 0 | 20.8758 | 125.57 | 0 | 0 | 0 | 0 | 0 | 20.8758 | 68.7388 | 0
|  |  | 18.9345 | 0 | -18.9345 | 0 | 0 | 18.9345 | 104.5317 | 0 | 0 | 0 | 0 | 0 | 18.9345 | 47.7005 | 0
|  |  | 15.4144 | 0 | -15.4144 | 0 | 0 | 15.4144 | 87.4045 | 0 | 0 | 0 | 0 | 0 | 15.4144 | 30.5733 | 0
|  |  | 11.7376 | 0 | -11.7376 | 0 | 0 | 11.7376 | 74.3627 | 0 | 0 | 0 | 0 | 0 | 11.7376 | 17.5315 | 0
|  |  | 16.1057 | 1.0413 | -15.0644 | 0.32737 | 0 | 15.0644 | 57.6245 | 1.0413 | 0 | 0 | 0.32737 | 0 | 15.7784 | 0 | 1.0413
|  |  | 19.9504 | 162.2081 | 142.2578 | 50.9943 | 142.2578 | 0 | 185.6565 | 19.9504 | 0 | 31.0439 | 19.9504 | 0 | 0 | 0 | 19.9504
|  |  | 26.3005 | 348.8476 | 322.5471 | 109.6691 | 218.8475 | 0 | 382.6192 | 130.0001 | 103.6996 | 83.3686 | 26.3005 | 0 | 0 | 0 | 130.0001
|  |  | 31.0713 | 507.2108 | 476.1395 | 159.4546 | 0 | 0 | 382.6192 | 507.2108 | 476.1395 | 128.3833 | 31.0713 | 0 | 0 | 0 | 507.2108
|  |  | 33.2435 | 649.6336 | 616.39 | 204.2288 | 0 | 0 | 382.6192 | 649.6336 | 616.39 | 170.9853 | 33.2435 | 0 | 0 | 0 | 649.6336
|  |  | 33.9264 | 725.9715 | 692.0451 | 228.2276 | 0 | 0 | 382.6192 | 725.9715 | 692.0451 | 194.3012 | 33.9264 | 0 | 0 | 0 | 725.9715
|  |  | 35.3688 | 757.0514 | 721.6826 | 237.9984 | 0 | 0 | 382.6192 | 757.0514 | 721.6826 | 202.6296 | 35.3688 | 0 | 0 | 0 | 757.0514
|  |  | 34.1685 | 743.1135 | 708.945 | 233.6166 | 0 | 0 | 382.6192 | 743.1135 | 708.945 | 199.4481 | 34.1685 | 0 | 0 | 0 | 743.1135
|  |  | 35.1159 | 677.5093 | 642.3934 | 212.9923 | 0 | 0 | 382.6192 | 677.5093 | 642.3934 | 24.6502 | 35.1159 | 153.2262 | 0 | 137.9035 | 677.5093
|  |  | 40.4938 | 554.872 | 514.3781 | 174.4381 | 0 | 0 | 382.6192 | 554.872 | 514.3781 | 0 | 40.4938 | 133.9443 | 0 | 258.4534 | 554.872
|  |  | 46.2897 | 406.5216 | 360.2319 | 127.8004 | 0 | 0 | 382.6192 | 406.5216 | 360.2319 | 0 | 46.2897 | 81.5107 | 0 | 331.813 | 406.5216
|  |  | 46.7678 | 212.0321 | 165.2643 | 66.6577 | 0 | 0 | 382.6192 | 212.0321 | 165.2643 | 0 | 46.7678 | 19.8899 | 0 | 349.714 | 212.0321
|  |  | 41.1187 | 3.925 | -37.1936 | 1.2339 | 0 | 37.1936 | 341.293 | 3.925 | 0 | 0 | 1.2339 | 0 | 39.8847 | 305.3976 | 3.925
|  |  | 30.6708 | 0 | -30.6708 | 0 | 0 | 30.6708 | 307.2144 | 0 | 0 | 0 | 0 | 0 | 30.6708 | 271.319 | 0
|  |  | 23.3615 | 0 | -23.3615 | 0 | 0 | 23.3615 | 281.2571 | 0 | 0 | 0 | 0 | 0 | 23.3615 | 245.3617 | 0
|  |  | 23.6941 | 0 | -23.6941 | 0 | 0 | 23.6941 | 254.9303 | 0 | 0 | 0 | 0 | 0 | 23.6941 | 219.0349 | 0
|  |  | 24.2768 | 0 | -24.2768 | 0 | 0 | 24.2768 | 227.956 | 0 | 0 | 0 | 0 | 0 | 24.2768 | 192.0606 | 0
|  |  | 24.5562 | 0 | -24.5562 | 0 | 0 | 24.5562 | 200.6714 | 0 | 0 | 0 | 0 | 0 | 24.5562 | 164.776 | 0
|  |  | 30.2465 | 0 | -30.2465 | 0 | 0 | 30.2465 | 167.0642 | 0 | 0 | 0 | 0 | 0 | 30.2465 | 131.1688 | 0
|  |  | 28.1491 | 0 | -28.1491 | 0 | 0 | 28.1491 | 135.7874 | 0 | 0 | 0 | 0 | 0 | 28.1491 | 99.892 | 0
|  |  | 25.2107 | 0 | -25.2107 | 0 | 0 | 25.2107 | 107.7755 | 0 | 0 | 0 | 0 | 0 | 25.2107 | 71.8801 | 0
|  |  | 21.4417 | 0 | -21.4417 | 0 | 0 | 21.4417 | 83.9515 | 0 | 0 | 0 | 0 | 0 | 21.4417 | 48.0561 | 0
|  |  | 17.5188 | 0 | -17.5188 | 0 | 0 | 17.5188 | 64.4861 | 0 | 0 | 0 | 0 | 0 | 17.5188 | 28.5907 | 0
|  |  | 14.3414 | 0 | -14.3414 | 0 | 0 | 14.3414 | 48.5512 | 0 | 0 | 0 | 0 | 0 | 14.3414 | 12.6558 | 0
|  |  | 11.6673 | 0.88113 | -10.7861 | 0.27701 | 0 | 10.7861 | 36.5667 | 0.88113 | 0 | 0 | 0.27701 | 0 | 11.3903 | 0 | 0.88113
|  |  | 9.167 | 53.9893 | 44.8223 | 16.9729 | 44.8223 | 0 | 76.9067 | 9.167 | 0 | 7.8059 | 9.167 | 0 | 0 | 0 | 9.167
|  |  | 7.1962 | 141.7819 | 134.5857 | 44.5728 | 134.5857 | 0 | 198.0339 | 7.1962 | 0 | 37.3765 | 7.1962 | 0 | 0 | 0 | 7.1962
|  |  | 6.03 | 238.6262 | 232.5962 | 75.0182 | 205.0949 | 0 | 382.6192 | 33.5313 | 27.5013 | 68.9882 | 6.03 | 0 | 0 | 0 | 33.5313
|  |  | 6.0645 | 306.7936 | 300.7292 | 96.4484 | 0 | 0 | 382.6192 | 306.7936 | 300.7292 | 90.3839 | 6.0645 | 0 | 0 | 0 | 306.7936
|  |  | 6.9622 | 314.4835 | 307.5213 | 98.8659 | 0 | 0 | 382.6192 | 314.4835 | 307.5213 | 28.6282 | 6.9622 | 63.2755 | 0 | 56.948 | 314.4835
|  |  | 9.2104 | 348.2068 | 338.9964 | 109.4677 | 0 | 0 | 382.6192 | 348.2068 | 338.9964 | 0 | 9.2104 | 100.2572 | 0 | 147.1795 | 348.2068
|  |  | 12.2202 | 337.8735 | 325.6533 | 106.2191 | 0 | 0 | 382.6192 | 337.8735 | 325.6533 | 0 | 12.2202 | 93.9989 | 0 | 231.7785 | 337.8735
|  |  | 15.3949 | 317.3672 | 301.9723 | 99.7725 | 0 | 0 | 382.6192 | 317.3672 | 301.9723 | 0 | 15.3949 | 84.3775 | 0 | 307.7182 | 317.3672
|  |  | 18.6761 | 235.6624 | 216.9863 | 74.0865 | 0 | 0 | 382.6192 | 235.6624 | 216.9863 | 0 | 18.6761 | 55.4104 | 0 | 357.5876 | 235.6624
|  |  | 22.1391 | 159.8852 | 137.746 | 50.264 | 0 | 0 | 382.6192 | 159.8852 | 137.746 | 0 | 22.1391 | 28.1248 | 0 | 382.8999 | 159.8852
|  |  | 26.0591 | 77.94 | 51.8809 | 24.5024 | 0 | 0 | 382.6192 | 77.94 | 51.8809 | 0 | 24.5024 | 0 | 1.5567 | 381.1703 | 77.94
|  |  | 29.8278 | 2.0827 | -27.7452 | 0.65474 | 0 | 27.7452 | 351.7913 | 2.0827 | 0 | 0 | 0.65474 | 0 | 29.1731 | 348.7557 | 2.0827
|  |  | 32.3465 | 0 | -32.3465 | 0 | 0 | 32.3465 | 315.8508 | 0 | 0 | 0 | 0 | 0 | 32.3465 | 312.8152 | 0
|  |  | 33.6507 | 0 | -33.6507 | 0 | 0 | 33.6507 | 278.4611 | 0 | 0 | 0 | 0 | 0 | 33.6507 | 275.4255 | 0
|  |  | 34.0882 | 0 | -34.0882 | 0 | 0 | 34.0882 | 240.5853 | 0 | 0 | 0 | 0 | 0 | 34.0882 | 237.5497 | 0
|  |  | 33.501 | 0 | -33.501 | 0 | 0 | 33.501 | 203.362 | 0 | 0 | 0 | 0 | 0 | 33.501 | 200.3264 | 0
|  |  | 32.1465 | 0 | -32.1465 | 0 | 0 | 32.1465 | 167.6437 | 0 | 0 | 0 | 0 | 0 | 32.1465 | 164.6081 | 0
|  |  | 30.2465 | 0 | -30.2465 | 0 | 0 | 30.2465 | 134.0365 | 0 | 0 | 0 | 0 | 0 | 30.2465 | 131.0009 | 0
|  |  | 28.1491 | 0 | -28.1491 | 0 | 0 | 28.1491 | 102.7597 | 0 | 0 | 0 | 0 | 0 | 28.1491 | 99.7241 | 0
|  |  | 25.2107 | 0 | -25.2107 | 0 | 0 | 25.2107 | 74.7478 | 0 | 0 | 0 | 0 | 0 | 25.2107 | 71.7123 | 0
|  |  | 21.4417 | 0 | -21.4417 | 0 | 0 | 21.4417 | 50.9238 | 0 | 0 | 0 | 0 | 0 | 21.4417 | 47.8882 | 0
|  |  | 17.5188 | 0 | -17.5188 | 0 | 0 | 17.5188 | 31.4584 | 0 | 0 | 0 | 0 | 0 | 17.5188 | 28.4228 | 0
|  |  | 14.3414 | 0 | -14.3414 | 0 | 0 | 14.3414 | 15.5235 | 0 | 0 | 0 | 0 | 0 | 14.3414 | 12.488 | 0
|  |  | 11.6673 | 1.3617 | -10.3055 | 0.4281 | 0 | 10.3055 | 4.073 | 1.3617 | 0 | 0 | 0.4281 | 0 | 11.2392 | 0 | 1.3617
|  |  | 9.167 | 84.8288 | 75.6619 | 26.6681 | 75.6619 | 0 | 72.1687 | 9.167 | 0 | 17.5011 | 9.167 | 0 | 0 | 0 | 9.167
|  |  | 7.1962 | 152.1152 | 144.919 | 47.8213 | 144.919 | 0 | 202.5957 | 7.1962 | 0 | 40.6251 | 7.1962 | 0 | 0 | 0 | 7.1962
|  |  | 6.03 | 232.7787 | 226.7487 | 73.1799 | 200.0261 | 0 | 382.6192 | 32.7525 | 26.7225 | 67.1499 | 6.03 | 0 | 0 | 0 | 32.7525
|  |  | 6.0645 | 385.6148 | 379.5503 | 121.2278 | 0 | 0 | 382.6192 | 385.6148 | 379.5503 | 115.1634 | 6.0645 | 0 | 0 | 0 | 385.6148
|  |  | 6.9622 | 414.8523 | 407.8901 | 130.4194 | 0 | 0 | 382.6192 | 414.8523 | 407.8901 | 123.4572 | 6.9622 | 0 | 0 | 0 | 414.8523
|  |  | 9.2104 | 440.9658 | 431.7554 | 138.6288 | 0 | 0 | 382.6192 | 440.9658 | 431.7554 | 43.5421 | 9.2104 | 85.8763 | 0 | 77.2886 | 440.9658
|  |  | 12.2202 | 397.7103 | 385.4901 | 125.0303 | 0 | 0 | 382.6192 | 397.7103 | 385.4901 | 0 | 12.2202 | 112.8101 | 0 | 178.8177 | 397.7103
|  |  | 15.3949 | 331.6255 | 316.2306 | 104.2549 | 0 | 0 | 382.6192 | 331.6255 | 316.2306 | 0 | 15.3949 | 88.86 | 0 | 258.7917 | 331.6255
|  |  | 18.6761 | 305.6722 | 286.9961 | 96.0958 | 0 | 0 | 382.6192 | 305.6722 | 286.9961 | 0 | 18.6761 | 77.4197 | 0 | 328.4695 | 305.6722
|  |  | 22.1391 | 184.1563 | 162.0172 | 57.8942 | 0 | 0 | 382.6192 | 184.1563 | 162.0172 | 0 | 22.1391 | 35.7551 | 0 | 360.6491 | 184.1563
|  |  | 26.0591 | 81.7849 | 55.7258 | 25.7112 | 0 | 0 | 382.6192 | 81.7849 | 55.7258 | 0 | 25.7112 | 0 | 0.34795 | 360.2625 | 81.7849
|  |  | 29.8278 | 2.5633 | -27.2645 | 0.80584 | 0 | 27.2645 | 352.3253 | 2.5633 | 0 | 0 | 0.80584 | 0 | 29.022 | 328.0158 | 2.5633
|  |  | 32.3465 | 0 | -32.3465 | 0 | 0 | 32.3465 | 316.3848 | 0 | 0 | 0 | 0 | 0 | 32.3465 | 292.0753 | 0
|  |  | 33.6507 | 0 | -33.6507 | 0 | 0 | 33.6507 | 278.9951 | 0 | 0 | 0 | 0 | 0 | 33.6507 | 254.6856 | 0
|  |  | 34.0882 | 0 | -34.0882 | 0 | 0 | 34.0882 | 241.1193 | 0 | 0 | 0 | 0 | 0 | 34.0882 | 216.8098 | 0
|  |  | 33.501 | 0 | -33.501 | 0 | 0 | 33.501 | 203.896 | 0 | 0 | 0 | 0 | 0 | 33.501 | 179.5865 | 0
|  |  | 32.1465 | 0 | -32.1465 | 0 | 0 | 32.1465 | 168.1777 | 0 | 0 | 0 | 0 | 0 | 32.1465 | 143.8682 | 0
|  |  | 24.0861 | 0 | -24.0861 | 0 | 0 | 24.0861 | 141.4154 | 0 | 0 | 0 | 0 | 0 | 24.0861 | 117.1059 | 0
|  |  | 22.6294 | 0 | -22.6294 | 0 | 0 | 22.6294 | 116.2716 | 0 | 0 | 0 | 0 | 0 | 22.6294 | 91.9621 | 0
|  |  | 20.8758 | 0 | -20.8758 | 0 | 0 | 20.8758 | 93.0763 | 0 | 0 | 0 | 0 | 0 | 20.8758 | 68.7668 | 0
|  |  | 18.9345 | 0 | -18.9345 | 0 | 0 | 18.9345 | 72.038 | 0 | 0 | 0 | 0 | 0 | 18.9345 | 47.7285 | 0
|  |  | 15.4144 | 0 | -15.4144 | 0 | 0 | 15.4144 | 54.9108 | 0 | 0 | 0 | 0 | 0 | 15.4144 | 30.6013 | 0
|  |  | 11.7376 | 0 | -11.7376 | 0 | 0 | 11.7376 | 41.869 | 0 | 0 | 0 | 0 | 0 | 11.7376 | 17.5595 | 0
|  |  | 16.1057 | 0.96123 | -15.1445 | 0.30219 | 0 | 15.1445 | 25.0418 | 0.96123 | 0 | 0 | 0.30219 | 0 | 15.8036 | 0 | 0.96123
|  |  | 19.9504 | 94.281 | 74.3306 | 29.6396 | 74.3306 | 0 | 91.9393 | 19.9504 | 0 | 9.6892 | 19.9504 | 0 | 0 | 0 | 19.9504
|  |  | 26.3005 | 178.3889 | 152.0884 | 56.0811 | 152.0884 | 0 | 228.8189 | 26.3005 | 0 | 29.7806 | 26.3005 | 0 | 0 | 0 | 26.3005
|  |  | 31.0713 | 273.1505 | 242.0792 | 85.8718 | 170.8893 | 0 | 382.6192 | 102.2612 | 71.1899 | 54.8005 | 31.0713 | 0 | 0 | 0 | 102.2612
|  |  | 33.2435 | 393.8654 | 360.6218 | 123.8216 | 0 | 0 | 382.6192 | 393.8654 | 360.6218 | 90.5781 | 33.2435 | 0 | 0 | 0 | 393.8654
|  |  | 33.9264 | 452.7409 | 418.8145 | 142.3306 | 0 | 0 | 382.6192 | 452.7409 | 418.8145 | 108.4042 | 33.9264 | 0 | 0 | 0 | 452.7409
|  |  | 35.3688 | 501.924 | 466.5552 | 157.7926 | 0 | 0 | 382.6192 | 501.924 | 466.5552 | 51.2942 | 35.3688 | 71.1296 | 0 | 64.0166 | 501.924
|  |  | 34.1685 | 468.7615 | 434.5929 | 147.3671 | 0 | 0 | 382.6192 | 468.7615 | 434.5929 | 0 | 34.1685 | 113.1985 | 0 | 165.8953 | 468.7615
|  |  | 35.1159 | 433.4361 | 398.3202 | 136.2617 | 0 | 0 | 382.6192 | 433.4361 | 398.3202 | 0 | 35.1159 | 101.1458 | 0 | 256.9265 | 433.4361
|  |  | 40.4938 | 350.4497 | 309.9558 | 110.1728 | 0 | 0 | 382.6192 | 350.4497 | 309.9558 | 0 | 40.4938 | 69.6789 | 0 | 319.6376 | 350.4497
|  |  | 46.2897 | 225.6495 | 179.3599 | 70.9387 | 0 | 0 | 382.6192 | 225.6495 | 179.3599 | 0 | 46.2897 | 24.649 | 0 | 341.8216 | 225.6495
|  |  | 46.7678 | 112.4643 | 65.6965 | 35.356 | 0 | 0 | 382.6192 | 112.4643 | 65.6965 | 0 | 35.356 | 0 | 11.4118 | 329.1419 | 112.4643
|  |  | 41.1187 | 2.4832 | -38.6355 | 0.78065 | 0 | 38.6355 | 339.6909 | 2.4832 | 0 | 0 | 0.78065 | 0 | 40.338 | 284.3219 | 2.4832
|  |  | 30.6708 | 0 | -30.6708 | 0 | 0 | 30.6708 | 305.6123 | 0 | 0 | 0 | 0 | 0 | 30.6708 | 250.2433 | 0
|  |  | 23.3615 | 0 | -23.3615 | 0 | 0 | 23.3615 | 279.655 | 0 | 0 | 0 | 0 | 0 | 23.3615 | 224.286 | 0
|  |  | 23.6941 | 0 | -23.6941 | 0 | 0 | 23.6941 | 253.3282 | 0 | 0 | 0 | 0 | 0 | 23.6941 | 197.9592 | 0
|  |  | 24.2768 | 0 | -24.2768 | 0 | 0 | 24.2768 | 226.354 | 0 | 0 | 0 | 0 | 0 | 24.2768 | 170.9849 | 0
|  |  | 24.5562 | 0 | -24.5562 | 0 | 0 | 24.5562 | 199.0693 | 0 | 0 | 0 | 0 | 0 | 24.5562 | 143.7003 | 0
|  |  | 24.0861 | 0 | -24.0861 | 0 | 0 | 24.0861 | 172.307 | 0 | 0 | 0 | 0 | 0 | 24.0861 | 116.938 | 0
|  |  | 22.6294 | 0 | -22.6294 | 0 | 0 | 22.6294 | 147.1633 | 0 | 0 | 0 | 0 | 0 | 22.6294 | 91.7942 | 0
|  |  | 20.8758 | 0 | -20.8758 | 0 | 0 | 20.8758 | 123.968 | 0 | 0 | 0 | 0 | 0 | 20.8758 | 68.5989 | 0
|  |  | 18.9345 | 0 | -18.9345 | 0 | 0 | 18.9345 | 102.9296 | 0 | 0 | 0 | 0 | 0 | 18.9345 | 47.5606 | 0
|  |  | 15.4144 | 0 | -15.4144 | 0 | 0 | 15.4144 | 85.8025 | 0 | 0 | 0 | 0 | 0 | 15.4144 | 30.4334 | 0
|  |  | 11.7376 | 0 | -11.7376 | 0 | 0 | 11.7376 | 72.7607 | 0 | 0 | 0 | 0 | 0 | 11.7376 | 17.3916 | 0
|  |  | 16.1057 | 1.4419 | -14.6639 | 0.45328 | 0 | 14.6639 | 56.4674 | 1.4419 | 0 | 0 | 0.45328 | 0 | 15.6525 | 0 | 1.4419
|  |  | 19.9504 | 90.0355 | 70.0851 | 28.305 | 70.0851 | 0 | 119.5441 | 19.9504 | 0 | 8.3546 | 19.9504 | 0 | 0 | 0 | 19.9504
|  |  | 26.3005 | 188.3216 | 162.0211 | 59.2037 | 162.0211 | 0 | 265.3631 | 26.3005 | 0 | 32.9032 | 26.3005 | 0 | 0 | 0 | 26.3005
|  |  | 31.0713 | 299.0237 | 267.9524 | 94.0057 | 130.2846 | 0 | 382.6192 | 168.7391 | 137.6678 | 62.9344 | 31.0713 | 0 | 0 | 0 | 168.7391
|  |  | 33.2435 | 386.7362 | 353.4927 | 121.5804 | 0 | 0 | 382.6192 | 386.7362 | 353.4927 | 88.3368 | 33.2435 | 0 | 0 | 0 | 386.7362
|  |  | 33.9264 | 421.661 | 387.7346 | 132.5599 | 0 | 0 | 382.6192 | 421.661 | 387.7346 | 11.0706 | 33.9264 | 87.5628 | 0 | 78.8065 | 421.661
|  |  | 35.3688 | 401.9558 | 366.587 | 126.365 | 0 | 0 | 382.6192 | 401.9558 | 366.587 | 0 | 35.3688 | 90.9962 | 0 | 160.7031 | 401.9558
|  |  | 34.1685 | 351.2507 | 317.0822 | 110.4246 | 0 | 0 | 382.6192 | 351.2507 | 317.0822 | 0 | 34.1685 | 76.256 | 0 | 229.3336 | 351.2507
|  |  | 35.1159 | 338.3541 | 303.2382 | 106.3702 | 0 | 0 | 382.6192 | 338.3541 | 303.2382 | 0 | 35.1159 | 71.2543 | 0 | 293.4625 | 338.3541
|  |  | 40.4938 | 300.1451 | 259.6513 | 94.3583 | 0 | 0 | 382.6192 | 300.1451 | 259.6513 | 0 | 40.4938 | 53.8644 | 0 | 341.9404 | 300.1451
|  |  | 46.2897 | 186.4793 | 140.1896 | 58.6245 | 0 | 0 | 382.6192 | 186.4793 | 140.1896 | 0 | 46.2897 | 12.3348 | 0 | 353.0418 | 186.4793
|  |  | 46.7678 | 79.7824 | 33.0146 | 25.0816 | 0 | 0 | 382.6192 | 79.7824 | 33.0146 | 0 | 25.0816 | 0 | 21.6862 | 328.9461 | 79.7824
|  |  | 41.1187 | 2.5633 | -38.5554 | 0.80584 | 0 | 38.5554 | 339.7799 | 2.5633 | 0 | 0 | 0.80584 | 0 | 40.3128 | 284.154 | 2.5633
|  |  | 30.6708 | 0 | -30.6708 | 0 | 0 | 30.6708 | 305.7013 | 0 | 0 | 0 | 0 | 0 | 30.6708 | 250.0754 | 0
|  |  | 23.3615 | 0 | -23.3615 | 0 | 0 | 23.3615 | 279.744 | 0 | 0 | 0 | 0 | 0 | 23.3615 | 224.1181 | 0
|  |  | 23.6941 | 0 | -23.6941 | 0 | 0 | 23.6941 | 253.4172 | 0 | 0 | 0 | 0 | 0 | 23.6941 | 197.7913 | 0
|  |  | 24.2768 | 0 | -24.2768 | 0 | 0 | 24.2768 | 226.443 | 0 | 0 | 0 | 0 | 0 | 24.2768 | 170.817 | 0
|  |  | 24.5562 | 0 | -24.5562 | 0 | 0 | 24.5562 | 199.1583 | 0 | 0 | 0 | 0 | 0 | 24.5562 | 143.5324 | 0
|  |  | 24.0861 | 0 | -24.0861 | 0 | 0 | 24.0861 | 172.396 | 0 | 0 | 0 | 0 | 0 | 24.0861 | 116.7701 | 0
|  |  | 22.6294 | 0 | -22.6294 | 0 | 0 | 22.6294 | 147.2523 | 0 | 0 | 0 | 0 | 0 | 22.6294 | 91.6263 | 0
|  |  | 20.8758 | 0 | -20.8758 | 0 | 0 | 20.8758 | 124.057 | 0 | 0 | 0 | 0 | 0 | 20.8758 | 68.431 | 0
|  |  | 18.9345 | 0 | -18.9345 | 0 | 0 | 18.9345 | 103.0186 | 0 | 0 | 0 | 0 | 0 | 18.9345 | 47.3927 | 0
|  |  | 15.4144 | 0 | -15.4144 | 0 | 0 | 15.4144 | 85.8915 | 0 | 0 | 0 | 0 | 0 | 15.4144 | 30.2656 | 0
|  |  | 11.7376 | 0 | -11.7376 | 0 | 0 | 11.7376 | 72.8497 | 0 | 0 | 0 | 0 | 0 | 11.7376 | 17.2237 | 0
|  |  | 16.1057 | 1.9225 | -14.1833 | 0.60438 | 0 | 14.1833 | 57.0905 | 1.9225 | 0 | 0 | 0.60438 | 0 | 15.5014 | 0 | 1.9225
|  |  | 19.9504 | 254.1661 | 234.2157 | 79.9036 | 234.2157 | 0 | 267.8846 | 19.9504 | 0 | 59.9532 | 19.9504 | 0 | 0 | 0 | 19.9504
|  |  | 26.3005 | 518.9859 | 492.6854 | 163.1564 | 127.4829 | 0 | 382.6192 | 391.503 | 365.2025 | 136.8559 | 26.3005 | 0 | 0 | 0 | 391.503
|  |  | 31.0713 | 722.5271 | 691.4558 | 227.1448 | 0 | 0 | 382.6192 | 722.5271 | 691.4558 | 196.0735 | 31.0713 | 0 | 0 | 0 | 722.5271
|  |  | 33.2435 | 880.4097 | 847.1661 | 276.7792 | 0 | 0 | 382.6192 | 880.4097 | 847.1661 | 243.5356 | 33.2435 | 0 | 0 | 0 | 880.4097
|  |  | 33.9264 | 568.5695 | 534.6431 | 178.7443 | 0 | 0 | 382.6192 | 568.5695 | 534.6431 | 144.8179 | 33.9264 | 0 | 0 | 0 | 568.5695
|  |  | 35.3688 | 570.0114 | 534.6426 | 179.1976 | 0 | 0 | 382.6192 | 570.0114 | 534.6426 | 143.8288 | 35.3688 | 0 | 0 | 0 | 570.0114
|  |  | 34.1685 | 591.1585 | 556.99 | 185.8457 | 0 | 0 | 382.6192 | 591.1585 | 556.99 | 60.405 | 34.1685 | 91.2722 | 0 | 82.145 | 591.1585
|  |  | 35.1159 | 512.3374 | 477.2215 | 161.0663 | 0 | 0 | 382.6192 | 512.3374 | 477.2215 | 0 | 35.1159 | 125.9504 | 0 | 195.5003 | 512.3374
|  |  | 40.4938 | 413.0099 | 372.5161 | 129.8402 | 0 | 0 | 382.6192 | 413.0099 | 372.5161 | 0 | 40.4938 | 89.3463 | 0 | 275.912 | 413.0099
|  |  | 46.2897 | 308.3156 | 262.0259 | 96.9268 | 0 | 0 | 382.6192 | 308.3156 | 262.0259 | 0 | 46.2897 | 50.6372 | 0 | 321.4855 | 308.3156
|  |  | 46.7678 | 174.1434 | 127.3757 | 54.7464 | 0 | 0 | 382.6192 | 174.1434 | 127.3757 | 0 | 46.7678 | 7.9786 | 0 | 328.6662 | 174.1434
|  |  | 41.1187 | 3.7648 | -37.3539 | 1.1836 | 0 | 37.3539 | 341.115 | 3.7648 | 0 | 0 | 1.1836 | 0 | 39.9351 | 284.2939 | 3.7648
|  |  | 30.6708 | 0 | -30.6708 | 0 | 0 | 30.6708 | 307.0364 | 0 | 0 | 0 | 0 | 0 | 30.6708 | 250.2153 | 0
|  |  | 23.3615 | 0 | -23.3615 | 0 | 0 | 23.3615 | 281.0791 | 0 | 0 | 0 | 0 | 0 | 23.3615 | 224.258 | 0
|  |  | 23.6941 | 0 | -23.6941 | 0 | 0 | 23.6941 | 254.7523 | 0 | 0 | 0 | 0 | 0 | 23.6941 | 197.9312 | 0
|  |  | 24.2768 | 0 | -24.2768 | 0 | 0 | 24.2768 | 227.778 | 0 | 0 | 0 | 0 | 0 | 24.2768 | 170.9569 | 0
|  |  | 24.5562 | 0 | -24.5562 | 0 | 0 | 24.5562 | 200.4934 | 0 | 0 | 0 | 0 | 0 | 24.5562 | 143.6723 | 0
|  |  | 24.0861 | 0 | -24.0861 | 0 | 0 | 24.0861 | 173.7311 | 0 | 0 | 0 | 0 | 0 | 24.0861 | 116.91 | 0
|  |  | 22.6294 | 0 | -22.6294 | 0 | 0 | 22.6294 | 148.5873 | 0 | 0 | 0 | 0 | 0 | 22.6294 | 91.7662 | 0
|  |  | 20.8758 | 0 | -20.8758 | 0 | 0 | 20.8758 | 125.392 | 0 | 0 | 0 | 0 | 0 | 20.8758 | 68.5709 | 0
|  |  | 18.9345 | 0 | -18.9345 | 0 | 0 | 18.9345 | 104.3537 | 0 | 0 | 0 | 0 | 0 | 18.9345 | 47.5326 | 0
|  |  | 15.4144 | 0 | -15.4144 | 0 | 0 | 15.4144 | 87.2265 | 0 | 0 | 0 | 0 | 0 | 15.4144 | 30.4055 | 0
|  |  | 11.7376 | 0 | -11.7376 | 0 | 0 | 11.7376 | 74.1847 | 0 | 0 | 0 | 0 | 0 | 11.7376 | 17.3637 | 0
|  |  | 16.1057 | 1.522 | -14.5838 | 0.47846 | 0 | 14.5838 | 57.9805 | 1.522 | 0 | 0 | 0.47846 | 0 | 15.6273 | 0 | 1.522
|  |  | 19.9504 | 183.7558 | 163.8054 | 57.7683 | 163.8054 | 0 | 205.4054 | 19.9504 | 0 | 37.8179 | 19.9504 | 0 | 0 | 0 | 19.9504
|  |  | 26.3005 | 365.3488 | 339.0483 | 114.8567 | 196.9043 | 0 | 382.6192 | 168.4445 | 142.1439 | 88.5562 | 26.3005 | 0 | 0 | 0 | 168.4445
|  |  | 31.0713 | 532.3631 | 501.2918 | 167.3619 | 0 | 0 | 382.6192 | 532.3631 | 501.2918 | 136.2906 | 31.0713 | 0 | 0 | 0 | 532.3631
|  |  | 33.2435 | 651.3958 | 618.1523 | 204.7828 | 0 | 0 | 382.6192 | 651.3958 | 618.1523 | 171.5393 | 33.2435 | 0 | 0 | 0 | 651.3958
|  |  | 33.9264 | 724.4495 | 690.5231 | 227.7491 | 0 | 0 | 382.6192 | 724.4495 | 690.5231 | 193.8227 | 33.9264 | 0 | 0 | 0 | 724.4495
|  |  | 35.3688 | 766.904 | 731.5352 | 241.0958 | 0 | 0 | 382.6192 | 766.904 | 731.5352 | 205.727 | 35.3688 | 0 | 0 | 0 | 766.904
|  |  | 34.1685 | 717.0801 | 682.9116 | 225.4324 | 0 | 0 | 382.6192 | 717.0801 | 682.9116 | 180.1844 | 34.1685 | 11.0795 | 0 | 9.9715 | 717.0801
|  |  | 35.1159 | 617.3521 | 582.2362 | 194.0803 | 0 | 0 | 382.6192 | 617.3521 | 582.2362 | 0 | 35.1159 | 158.9644 | 0 | 153.0395 | 617.3521
|  |  | 40.4938 | 495.8362 | 455.3424 | 155.8787 | 0 | 0 | 382.6192 | 495.8362 | 455.3424 | 0 | 40.4938 | 115.3849 | 0 | 256.8859 | 495.8362
|  |  | 46.2897 | 356.3773 | 310.0876 | 112.0363 | 0 | 0 | 382.6192 | 356.3773 | 310.0876 | 0 | 46.2897 | 65.7466 | 0 | 316.0578 | 356.3773
|  |  | 46.7678 | 194.81 | 148.0422 | 61.2435 | 0 | 0 | 382.6192 | 194.81 | 148.0422 | 0 | 46.7678 | 14.4757 | 0 | 329.086 | 194.81
|  |  | 41.1187 | 3.0439 | -38.0748 | 0.95693 | 0 | 38.0748 | 340.3139 | 3.0439 | 0 | 0 | 0.95693 | 0 | 40.1618 | 284.4618 | 3.0439
|  |  | 30.6708 | 0 | -30.6708 | 0 | 0 | 30.6708 | 306.2353 | 0 | 0 | 0 | 0 | 0 | 30.6708 | 250.3832 | 0
|  |  | 23.3615 | 0 | -23.3615 | 0 | 0 | 23.3615 | 280.2781 | 0 | 0 | 0 | 0 | 0 | 23.3615 | 224.4259 | 0
|  |  | 23.6941 | 0 | -23.6941 | 0 | 0 | 23.6941 | 253.9513 | 0 | 0 | 0 | 0 | 0 | 23.6941 | 198.0991 | 0
|  |  | 24.2768 | 0 | -24.2768 | 0 | 0 | 24.2768 | 226.977 | 0 | 0 | 0 | 0 | 0 | 24.2768 | 171.1248 | 0
|  |  | 24.5562 | 0 | -24.5562 | 0 | 0 | 24.5562 | 199.6924 | 0 | 0 | 0 | 0 | 0 | 24.5562 | 143.8402 | 0
|  |  | 24.0861 | 0 | -24.0861 | 0 | 0 | 24.0861 | 172.93 | 0 | 0 | 0 | 0 | 0 | 24.0861 | 117.0779 | 0
|  |  | 22.6294 | 0 | -22.6294 | 0 | 0 | 22.6294 | 147.7863 | 0 | 0 | 0 | 0 | 0 | 22.6294 | 91.9341 | 0
|  |  | 20.8758 | 0 | -20.8758 | 0 | 0 | 20.8758 | 124.591 | 0 | 0 | 0 | 0 | 0 | 20.8758 | 68.7388 | 0
|  |  | 18.9345 | 0 | -18.9345 | 0 | 0 | 18.9345 | 103.5526 | 0 | 0 | 0 | 0 | 0 | 18.9345 | 47.7005 | 0
|  |  | 15.4144 | 0 | -15.4144 | 0 | 0 | 15.4144 | 86.4255 | 0 | 0 | 0 | 0 | 0 | 15.4144 | 30.5733 | 0
|  |  | 11.7376 | 0 | -11.7376 | 0 | 0 | 11.7376 | 73.3837 | 0 | 0 | 0 | 0 | 0 | 11.7376 | 17.5315 | 0
|  |  | 16.1057 | 1.0413 | -15.0644 | 0.32737 | 0 | 15.0644 | 56.6454 | 1.0413 | 0 | 0 | 0.32737 | 0 | 15.7784 | 0 | 1.0413
|  |  | 19.9504 | 172.7817 | 152.8313 | 54.3183 | 152.8313 | 0 | 194.1936 | 19.9504 | 0 | 34.3679 | 19.9504 | 0 | 0 | 0 | 19.9504
|  |  | 26.3005 | 328.902 | 302.6015 | 103.3987 | 209.3618 | 0 | 382.6192 | 119.5402 | 93.2397 | 77.0982 | 26.3005 | 0 | 0 | 0 | 119.5402
|  |  | 31.0713 | 455.7047 | 424.6334 | 143.2624 | 0 | 0 | 382.6192 | 455.7047 | 424.6334 | 112.1911 | 31.0713 | 0 | 0 | 0 | 455.7047
|  |  | 33.2435 | 568.5695 | 535.326 | 178.7443 | 0 | 0 | 382.6192 | 568.5695 | 535.326 | 145.5008 | 33.2435 | 0 | 0 | 0 | 568.5695
|  |  | 33.9264 | 643.4656 | 609.5392 | 202.2898 | 0 | 0 | 382.6192 | 643.4656 | 609.5392 | 168.3634 | 33.9264 | 0 | 0 | 0 | 643.4656
|  |  | 35.3688 | 698.0957 | 662.727 | 219.4641 | 0 | 0 | 382.6192 | 698.0957 | 662.727 | 184.0954 | 35.3688 | 0 | 0 | 0 | 698.0957
|  |  | 34.1685 | 708.429 | 674.2605 | 222.7127 | 0 | 0 | 382.6192 | 708.429 | 674.2605 | 178.1122 | 34.1685 | 10.4319 | 0 | 9.3887 | 708.429
|  |  | 35.1159 | 611.7449 | 576.629 | 192.3176 | 0 | 0 | 382.6192 | 611.7449 | 576.629 | 0 | 35.1159 | 157.2017 | 0 | 150.8702 | 611.7449
|  |  | 40.4938 | 536.5284 | 496.0346 | 168.6714 | 0 | 0 | 382.6192 | 536.5284 | 496.0346 | 0 | 40.4938 | 128.1775 | 0 | 266.23 | 536.5284
|  |  | 46.2897 | 379.0464 | 332.7567 | 119.1629 | 0 | 0 | 382.6192 | 379.0464 | 332.7567 | 0 | 46.2897 | 72.8732 | 0 | 331.8158 | 379.0464
|  |  | 46.7678 | 211.231 | 164.4633 | 66.4058 | 0 | 0 | 382.6192 | 211.231 | 164.4633 | 0 | 46.7678 | 19.6381 | 0 | 349.4901 | 211.231
|  |  | 41.1187 | 4.3256 | -36.7931 | 1.3598 | 0 | 36.7931 | 341.738 | 4.3256 | 0 | 0 | 1.3598 | 0 | 39.7588 | 305.3136 | 4.3256
|  |  | 30.6708 | 0 | -30.6708 | 0 | 0 | 30.6708 | 307.6594 | 0 | 0 | 0 | 0 | 0 | 30.6708 | 271.235 | 0
|  |  | 23.3615 | 0 | -23.3615 | 0 | 0 | 23.3615 | 281.7021 | 0 | 0 | 0 | 0 | 0 | 23.3615 | 245.2777 | 0
|  |  | 23.6941 | 0 | -23.6941 | 0 | 0 | 23.6941 | 255.3753 | 0 | 0 | 0 | 0 | 0 | 23.6941 | 218.9509 | 0
|  |  | 24.2768 | 0 | -24.2768 | 0 | 0 | 24.2768 | 228.401 | 0 | 0 | 0 | 0 | 0 | 24.2768 | 191.9767 | 0
|  |  | 24.5562 | 0 | -24.5562 | 0 | 0 | 24.5562 | 201.1164 | 0 | 0 | 0 | 0 | 0 | 24.5562 | 164.692 | 0
|  |  | 30.2465 | 0 | -30.2465 | 0 | 0 | 30.2465 | 167.5092 | 0 | 0 | 0 | 0 | 0 | 30.2465 | 131.0849 | 0
|  |  | 28.1491 | 0 | -28.1491 | 0 | 0 | 28.1491 | 136.2324 | 0 | 0 | 0 | 0 | 0 | 28.1491 | 99.8081 | 0
|  |  | 25.2107 | 0 | -25.2107 | 0 | 0 | 25.2107 | 108.2206 | 0 | 0 | 0 | 0 | 0 | 25.2107 | 71.7962 | 0
|  |  | 21.4417 | 0 | -21.4417 | 0 | 0 | 21.4417 | 84.3965 | 0 | 0 | 0 | 0 | 0 | 21.4417 | 47.9721 | 0
|  |  | 17.5188 | 0 | -17.5188 | 0 | 0 | 17.5188 | 64.9311 | 0 | 0 | 0 | 0 | 0 | 17.5188 | 28.5068 | 0
|  |  | 14.3414 | 0 | -14.3414 | 0 | 0 | 14.3414 | 48.9963 | 0 | 0 | 0 | 0 | 0 | 14.3414 | 12.5719 | 0
|  |  | 11.6673 | 1.1214 | -10.5458 | 0.35255 | 0 | 10.5458 | 37.2787 | 1.1214 | 0 | 0 | 0.35255 | 0 | 11.3147 | 0 | 1.1214
|  |  | 9.167 | 197.6937 | 188.5267 | 62.15 | 188.5267 | 0 | 206.9527 | 9.167 | 0 | 52.9831 | 9.167 | 0 | 0 | 0 | 9.167
|  |  | 7.1962 | 398.8317 | 391.6355 | 125.3829 | 195.185 | 0 | 382.6192 | 203.6467 | 196.4505 | 118.1867 | 7.1962 | 0 | 0 | 0 | 203.6467
|  |  | 6.03 | 568.169 | 562.139 | 178.6184 | 0 | 0 | 382.6192 | 568.169 | 562.139 | 172.5884 | 6.03 | 0 | 0 | 0 | 568.169
|  |  | 6.0645 | 698.9769 | 692.9124 | 219.7412 | 0 | 0 | 382.6192 | 698.9769 | 692.9124 | 213.6767 | 6.0645 | 0 | 0 | 0 | 698.9769
|  |  | 6.9622 | 781.9633 | 775.0011 | 245.8301 | 0 | 0 | 382.6192 | 781.9633 | 775.0011 | 238.8679 | 6.9622 | 0 | 0 | 0 | 781.9633
|  |  | 9.2104 | 811.6014 | 802.3909 | 255.1475 | 0 | 0 | 382.6192 | 811.6014 | 802.3909 | 245.9371 | 9.2104 | 0 | 0 | 0 | 811.6014
|  |  | 12.2202 | 791.816 | 779.5958 | 248.9275 | 0 | 0 | 382.6192 | 791.816 | 779.5958 | 236.7073 | 12.2202 | 0 | 0 | 0 | 791.816
|  |  | 15.3949 | 718.4418 | 703.0469 | 225.8605 | 0 | 0 | 382.6192 | 718.4418 | 703.0469 | 115.1719 | 15.3949 | 95.2936 | 0 | 85.7643 | 718.4418
|  |  | 18.6761 | 590.6779 | 572.0018 | 185.6946 | 0 | 0 | 382.6192 | 590.6779 | 572.0018 | 0 | 18.6761 | 167.0185 | 0 | 236.0809 | 590.6779
|  |  | 22.1391 | 430.3922 | 408.2531 | 135.3047 | 0 | 0 | 382.6192 | 430.3922 | 408.2531 | 0 | 22.1391 | 113.1656 | 0 | 337.93 | 430.3922
|  |  | 26.0591 | 233.7399 | 207.6808 | 73.4821 | 0 | 0 | 382.6192 | 233.7399 | 207.6808 | 0 | 26.0591 | 47.423 | 0 | 380.6107 | 233.7399
|  |  | 29.8278 | 3.925 | -25.9028 | 1.2339 | 0 | 25.9028 | 353.8384 | 3.925 | 0 | 0 | 1.2339 | 0 | 28.5939 | 348.8397 | 3.925
|  |  | 32.3465 | 0 | -32.3465 | 0 | 0 | 32.3465 | 317.8978 | 0 | 0 | 0 | 0 | 0 | 32.3465 | 312.8991 | 0
|  |  | 33.6507 | 0 | -33.6507 | 0 | 0 | 33.6507 | 280.5082 | 0 | 0 | 0 | 0 | 0 | 33.6507 | 275.5095 | 0
|  |  | 34.0882 | 0 | -34.0882 | 0 | 0 | 34.0882 | 242.6324 | 0 | 0 | 0 | 0 | 0 | 34.0882 | 237.6337 | 0
|  |  | 33.501 | 0 | -33.501 | 0 | 0 | 33.501 | 205.4091 | 0 | 0 | 0 | 0 | 0 | 33.501 | 200.4104 | 0
|  |  | 32.1465 | 0 | -32.1465 | 0 | 0 | 32.1465 | 169.6908 | 0 | 0 | 0 | 0 | 0 | 32.1465 | 164.692 | 0
|  |  | 30.2465 | 0 | -30.2465 | 0 | 0 | 30.2465 | 136.0836 | 0 | 0 | 0 | 0 | 0 | 30.2465 | 131.0849 | 0
|  |  | 28.1491 | 0 | -28.1491 | 0 | 0 | 28.1491 | 104.8068 | 0 | 0 | 0 | 0 | 0 | 28.1491 | 99.8081 | 0
|  |  | 25.2107 | 0 | -25.2107 | 0 | 0 | 25.2107 | 76.7949 | 0 | 0 | 0 | 0 | 0 | 25.2107 | 71.7962 | 0
|  |  | 21.4417 | 0 | -21.4417 | 0 | 0 | 21.4417 | 52.9708 | 0 | 0 | 0 | 0 | 0 | 21.4417 | 47.9721 | 0
|  |  | 17.5188 | 0 | -17.5188 | 0 | 0 | 17.5188 | 33.5055 | 0 | 0 | 0 | 0 | 0 | 17.5188 | 28.5068 | 0
|  |  | 14.3414 | 0 | -14.3414 | 0 | 0 | 14.3414 | 17.5706 | 0 | 0 | 0 | 0 | 0 | 14.3414 | 12.5719 | 0
|  |  | 11.6673 | 1.1214 | -10.5458 | 0.35255 | 0 | 10.5458 | 5.853 | 1.1214 | 0 | 0 | 0.35255 | 0 | 11.3147 | 0 | 1.1214
|  |  | 9.167 | 184.7971 | 175.6302 | 58.0957 | 175.6302 | 0 | 163.9202 | 9.167 | 0 | 48.9287 | 9.167 | 0 | 0 | 0 | 9.167
|  |  | 7.1962 | 378.5657 | 371.3695 | 119.0118 | 242.999 | 0 | 382.6192 | 135.5668 | 128.3705 | 111.8155 | 7.1962 | 0 | 0 | 0 | 135.5668
|  |  | 6.03 | 545.4198 | 539.3898 | 171.4666 | 0 | 0 | 382.6192 | 545.4198 | 539.3898 | 165.4366 | 6.03 | 0 | 0 | 0 | 545.4198
|  |  | 6.0645 | 664.9332 | 658.8687 | 209.0387 | 0 | 0 | 382.6192 | 664.9332 | 658.8687 | 202.9742 | 6.0645 | 0 | 0 | 0 | 664.9332
|  |  | 6.9622 | 742.713 | 735.7508 | 233.4907 | 0 | 0 | 382.6192 | 742.713 | 735.7508 | 226.5285 | 6.9622 | 0 | 0 | 0 | 742.713
|  |  | 9.2104 | 781.8832 | 772.6728 | 245.8049 | 0 | 0 | 382.6192 | 781.8832 | 772.6728 | 236.5944 | 9.2104 | 0 | 0 | 0 | 781.8832
|  |  | 12.2202 | 758.8937 | 746.6735 | 238.5775 | 0 | 0 | 382.6192 | 758.8937 | 746.6735 | 226.3573 | 12.2202 | 0 | 0 | 0 | 758.8937
|  |  | 15.3949 | 673.344 | 657.949 | 211.6828 | 0 | 0 | 382.6192 | 673.344 | 657.949 | 82.9174 | 15.3949 | 113.3705 | 0 | 102.0334 | 673.344
|  |  | 18.6761 | 545.0193 | 526.3432 | 171.3407 | 0 | 0 | 382.6192 | 545.0193 | 526.3432 | 0 | 18.6761 | 152.6646 | 0 | 239.4316 | 545.0193
|  |  | 22.1391 | 383.8525 | 361.7134 | 120.6738 | 0 | 0 | 382.6192 | 383.8525 | 361.7134 | 0 | 22.1391 | 98.5347 | 0 | 328.1128 | 383.8525
|  |  | 26.0591 | 195.5309 | 169.4718 | 61.4701 | 0 | 0 | 382.6192 | 195.5309 | 169.4718 | 0 | 26.0591 | 35.411 | 0 | 359.9827 | 195.5309
|  |  | 29.8278 | 2.8036 | -27.0242 | 0.88138 | 0 | 27.0242 | 352.5923 | 2.8036 | 0 | 0 | 0.88138 | 0 | 28.9464 | 327.8199 | 2.8036
|  |  | 32.3465 | 0 | -32.3465 | 0 | 0 | 32.3465 | 316.6518 | 0 | 0 | 0 | 0 | 0 | 32.3465 | 291.8794 | 0
|  |  | 33.6507 | 0 | -33.6507 | 0 | 0 | 33.6507 | 279.2621 | 0 | 0 | 0 | 0 | 0 | 33.6507 | 254.4897 | 0
|  |  | 34.0882 | 0 | -34.0882 | 0 | 0 | 34.0882 | 241.3863 | 0 | 0 | 0 | 0 | 0 | 34.0882 | 216.614 | 0
|  |  | 33.501 | 0 | -33.501 | 0 | 0 | 33.501 | 204.163 | 0 | 0 | 0 | 0 | 0 | 33.501 | 179.3907 | 0
|  |  | 32.1465 | 0 | -32.1465 | 0 | 0 | 32.1465 | 168.4447 | 0 | 0 | 0 | 0 | 0 | 32.1465 | 143.6723 | 0
|  |  | 24.0861 | 0 | -24.0861 | 0 | 0 | 24.0861 | 141.6824 | 0 | 0 | 0 | 0 | 0 | 24.0861 | 116.91 | 0
|  |  | 22.6294 | 0 | -22.6294 | 0 | 0 | 22.6294 | 116.5386 | 0 | 0 | 0 | 0 | 0 | 22.6294 | 91.7662 | 0
|  |  | 20.8758 | 0 | -20.8758 | 0 | 0 | 20.8758 | 93.3433 | 0 | 0 | 0 | 0 | 0 | 20.8758 | 68.5709 | 0
|  |  | 18.9345 | 0 | -18.9345 | 0 | 0 | 18.9345 | 72.305 | 0 | 0 | 0 | 0 | 0 | 18.9345 | 47.5326 | 0
|  |  | 15.4144 | 0 | -15.4144 | 0 | 0 | 15.4144 | 55.1778 | 0 | 0 | 0 | 0 | 0 | 15.4144 | 30.4055 | 0
|  |  | 11.7376 | 0 | -11.7376 | 0 | 0 | 11.7376 | 42.136 | 0 | 0 | 0 | 0 | 0 | 11.7376 | 17.3637 | 0
|  |  | 16.1057 | 1.522 | -14.5838 | 0.47846 | 0 | 14.5838 | 25.9318 | 1.522 | 0 | 0 | 0.47846 | 0 | 15.6273 | 0 | 1.522
|  |  | 19.9504 | 224.6082 | 204.6578 | 70.6113 | 204.6578 | 0 | 210.1239 | 19.9504 | 0 | 50.6609 | 19.9504 | 0 | 0 | 0 | 19.9504
|  |  | 26.3005 | 448.4154 | 422.1148 | 140.9708 | 191.6615 | 0 | 382.6192 | 256.7538 | 230.4533 | 114.6703 | 26.3005 | 0 | 0 | 0 | 256.7538
|  |  | 31.0713 | 636.8972 | 605.8259 | 200.2248 | 0 | 0 | 382.6192 | 636.8972 | 605.8259 | 169.1535 | 31.0713 | 0 | 0 | 0 | 636.8972
|  |  | 33.2435 | 778.6791 | 745.4356 | 244.7976 | 0 | 0 | 382.6192 | 778.6791 | 745.4356 | 211.554 | 33.2435 | 0 | 0 | 0 | 778.6791
|  |  | 33.9264 | 865.2702 | 831.3438 | 272.0197 | 0 | 0 | 382.6192 | 865.2702 | 831.3438 | 238.0933 | 33.9264 | 0 | 0 | 0 | 865.2702
|  |  | 35.3688 | 894.3475 | 858.9788 | 281.1609 | 0 | 0 | 382.6192 | 894.3475 | 858.9788 | 245.7921 | 35.3688 | 0 | 0 | 0 | 894.3475
|  |  | 34.1685 | 863.9085 | 829.7399 | 271.5916 | 0 | 0 | 382.6192 | 863.9085 | 829.7399 | 237.4231 | 34.1685 | 0 | 0 | 0 | 863.9085
|  |  | 35.1159 | 773.3122 | 738.1963 | 243.1104 | 0 | 0 | 382.6192 | 773.3122 | 738.1963 | 119.6141 | 35.1159 | 88.3803 | 0 | 79.5423 | 773.3122
|  |  | 40.4938 | 631.5303 | 591.0365 | 198.5376 | 0 | 0 | 382.6192 | 631.5303 | 591.0365 | 0 | 40.4938 | 158.0438 | 0 | 221.7817 | 631.5303
|  |  | 46.2897 | 444.4102 | 398.1206 | 139.7117 | 0 | 0 | 382.6192 | 444.4102 | 398.1206 | 0 | 46.2897 | 93.422 | 0 | 305.8615 | 444.4102
|  |  | 46.7678 | 231.7373 | 184.9696 | 72.8525 | 0 | 0 | 382.6192 | 231.7373 | 184.9696 | 0 | 46.7678 | 26.0848 | 0 | 329.3378 | 231.7373
|  |  | 41.1187 | 1.8424 | -39.2763 | 0.57919 | 0 | 39.2763 | 338.9789 | 1.8424 | 0 | 0 | 0.57919 | 0 | 40.5395 | 284.2939 | 1.8424
|  |  | 30.6708 | 0 | -30.6708 | 0 | 0 | 30.6708 | 304.9003 | 0 | 0 | 0 | 0 | 0 | 30.6708 | 250.2153 | 0
|  |  | 23.3615 | 0 | -23.3615 | 0 | 0 | 23.3615 | 278.943 | 0 | 0 | 0 | 0 | 0 | 23.3615 | 224.258 | 0
|  |  | 23.6941 | 0 | -23.6941 | 0 | 0 | 23.6941 | 252.6162 | 0 | 0 | 0 | 0 | 0 | 23.6941 | 197.9312 | 0
|  |  | 24.2768 | 0 | -24.2768 | 0 | 0 | 24.2768 | 225.6419 | 0 | 0 | 0 | 0 | 0 | 24.2768 | 170.9569 | 0
|  |  | 24.5562 | 0 | -24.5562 | 0 | 0 | 24.5562 | 198.3573 | 0 | 0 | 0 | 0 | 0 | 24.5562 | 143.6723 | 0
|  |  | 24.0861 | 0 | -24.0861 | 0 | 0 | 24.0861 | 171.595 | 0 | 0 | 0 | 0 | 0 | 24.0861 | 116.91 | 0
|  |  | 22.6294 | 0 | -22.6294 | 0 | 0 | 22.6294 | 146.4512 | 0 | 0 | 0 | 0 | 0 | 22.6294 | 91.7662 | 0
|  |  | 20.8758 | 0 | -20.8758 | 0 | 0 | 20.8758 | 123.2559 | 0 | 0 | 0 | 0 | 0 | 20.8758 | 68.5709 | 0
|  |  | 18.9345 | 0 | -18.9345 | 0 | 0 | 18.9345 | 102.2176 | 0 | 0 | 0 | 0 | 0 | 18.9345 | 47.5326 | 0
|  |  | 15.4144 | 0 | -15.4144 | 0 | 0 | 15.4144 | 85.0904 | 0 | 0 | 0 | 0 | 0 | 15.4144 | 30.4055 | 0
|  |  | 11.7376 | 0 | -11.7376 | 0 | 0 | 11.7376 | 72.0486 | 0 | 0 | 0 | 0 | 0 | 11.7376 | 17.3637 | 0
|  |  | 16.1057 | 1.522 | -14.5838 | 0.47846 | 0 | 14.5838 | 55.8444 | 1.522 | 0 | 0 | 0.47846 | 0 | 15.6273 | 0 | 1.522
|  |  | 19.9504 | 177.9884 | 158.038 | 55.9552 | 158.038 | 0 | 198.0786 | 19.9504 | 0 | 36.0048 | 19.9504 | 0 | 0 | 0 | 19.9504
|  |  | 26.3005 | 369.6743 | 343.3738 | 116.2165 | 205.0451 | 0 | 382.6192 | 164.6292 | 138.3287 | 89.916 | 26.3005 | 0 | 0 | 0 | 164.6292
|  |  | 31.0713 | 536.6886 | 505.6173 | 168.7217 | 0 | 0 | 382.6192 | 536.6886 | 505.6173 | 137.6504 | 31.0713 | 0 | 0 | 0 | 536.6886
|  |  | 33.2435 | 666.6153 | 633.3718 | 209.5675 | 0 | 0 | 382.6192 | 666.6153 | 633.3718 | 176.3239 | 33.2435 | 0 | 0 | 0 | 666.6153
|  |  | 33.9264 | 742.2324 | 708.3059 | 233.3396 | 0 | 0 | 382.6192 | 742.2324 | 708.3059 | 199.4132 | 33.9264 | 0 | 0 | 0 | 742.2324
|  |  | 35.3688 | 771.7903 | 736.4215 | 242.6319 | 0 | 0 | 382.6192 | 771.7903 | 736.4215 | 207.2631 | 35.3688 | 0 | 0 | 0 | 771.7903
|  |  | 34.1685 | 748.961 | 714.7925 | 235.4549 | 0 | 0 | 382.6192 | 748.961 | 714.7925 | 201.2864 | 34.1685 | 0 | 0 | 0 | 748.961
|  |  | 35.1159 | 688.4033 | 653.2874 | 216.4171 | 0 | 0 | 382.6192 | 688.4033 | 653.2874 | 63.5887 | 35.1159 | 117.7125 | 0 | 105.9412 | 688.4033
|  |  | 40.4938 | 569.4507 | 528.9568 | 179.0213 | 0 | 0 | 382.6192 | 569.4507 | 528.9568 | 0 | 40.4938 | 138.5275 | 0 | 230.616 | 569.4507
|  |  | 46.2897 | 413.4105 | 367.1208 | 129.9661 | 0 | 0 | 382.6192 | 413.4105 | 367.1208 | 0 | 46.2897 | 83.6764 | 0 | 305.9247 | 413.4105
|  |  | 46.7678 | 228.0526 | 181.2848 | 71.6941 | 0 | 0 | 382.6192 | 228.0526 | 181.2848 | 0 | 46.7678 | 24.9264 | 0 | 328.3585 | 228.0526
|  |  | 41.1187 | 4.8062 | -36.3125 | 1.5109 | 0 | 36.3125 | 342.272 | 4.8062 | 0 | 0 | 1.5109 | 0 | 39.6077 | 284.3499 | 4.8062
|  |  | 30.6708 | 0 | -30.6708 | 0 | 0 | 30.6708 | 308.1934 | 0 | 0 | 0 | 0 | 0 | 30.6708 | 250.2712 | 0
|  |  | 23.3615 | 0 | -23.3615 | 0 | 0 | 23.3615 | 282.2361 | 0 | 0 | 0 | 0 | 0 | 23.3615 | 224.314 | 0
|  |  | 23.6941 | 0 | -23.6941 | 0 | 0 | 23.6941 | 255.9093 | 0 | 0 | 0 | 0 | 0 | 23.6941 | 197.9872 | 0
|  |  | 24.2768 | 0 | -24.2768 | 0 | 0 | 24.2768 | 228.935 | 0 | 0 | 0 | 0 | 0 | 24.2768 | 171.0129 | 0
|  |  | 24.5562 | 0 | -24.5562 | 0 | 0 | 24.5562 | 201.6504 | 0 | 0 | 0 | 0 | 0 | 24.5562 | 143.7283 | 0
|  |  | 24.0861 | 0 | -24.0861 | 0 | 0 | 24.0861 | 174.8881 | 0 | 0 | 0 | 0 | 0 | 24.0861 | 116.966 | 0
|  |  | 22.6294 | 0 | -22.6294 | 0 | 0 | 22.6294 | 149.7443 | 0 | 0 | 0 | 0 | 0 | 22.6294 | 91.8222 | 0
|  |  | 20.8758 | 0 | -20.8758 | 0 | 0 | 20.8758 | 126.5491 | 0 | 0 | 0 | 0 | 0 | 20.8758 | 68.6269 | 0
|  |  | 18.9345 | 0 | -18.9345 | 0 | 0 | 18.9345 | 105.5107 | 0 | 0 | 0 | 0 | 0 | 18.9345 | 47.5886 | 0
|  |  | 15.4144 | 0 | -15.4144 | 0 | 0 | 15.4144 | 88.3836 | 0 | 0 | 0 | 0 | 0 | 15.4144 | 30.4614 | 0
|  |  | 11.7376 | 0 | -11.7376 | 0 | 0 | 11.7376 | 75.3418 | 0 | 0 | 0 | 0 | 0 | 11.7376 | 17.4196 | 0
|  |  | 16.1057 | 1.3617 | -14.744 | 0.4281 | 0 | 14.744 | 58.9595 | 1.3617 | 0 | 0 | 0.4281 | 0 | 15.6777 | 0 | 1.3617
|  |  | 19.9504 | 245.8354 | 225.8851 | 77.2846 | 225.8851 | 0 | 262.2561 | 19.9504 | 0 | 57.3342 | 19.9504 | 0 | 0 | 0 | 19.9504
|  |  | 26.3005 | 436.3999 | 410.0994 | 137.1934 | 133.7368 | 0 | 382.6192 | 302.6631 | 276.3626 | 110.8929 | 26.3005 | 0 | 0 | 0 | 302.6631
|  |  | 31.0713 | 384.6536 | 353.5823 | 120.9256 | 0 | 0 | 382.6192 | 384.6536 | 353.5823 | 89.8543 | 31.0713 | 0 | 0 | 0 | 384.6536
|  |  | 33.2435 | 560.8797 | 527.6361 | 176.3268 | 0 | 0 | 382.6192 | 560.8797 | 527.6361 | 66.3512 | 33.2435 | 76.7321 | 0 | 69.0589 | 560.8797
|  |  | 33.9264 | 646.6697 | 612.7433 | 203.2971 | 0 | 0 | 382.6192 | 646.6697 | 612.7433 | 0 | 33.9264 | 169.3706 | 0 | 221.4925 | 646.6697
|  |  | 35.3688 | 602.8535 | 567.4847 | 189.5223 | 0 | 0 | 382.6192 | 602.8535 | 567.4847 | 0 | 35.3688 | 154.1536 | 0 | 360.2307 | 602.8535
|  |  | 34.1685 | 207.7866 | 173.6181 | 65.323 | 0 | 0 | 382.6192 | 207.7866 | 173.6181 | 0 | 34.1685 | 31.1545 | 0 | 388.2697 | 207.7866
|  |  | 35.1159 | 245.9155 | 210.7996 | 77.3098 | 0 | 0 | 382.6192 | 245.9155 | 210.7996 | 0 | 35.1159 | 42.1939 | 0 | 426.2442 | 245.9155
|  |  | 40.4938 | 96.8443 | 56.3504 | 30.4455 | 0 | 0 | 382.6192 | 96.8443 | 56.3504 | 0 | 30.4455 | 0 | 10.0484 | 415.0793 | 96.8443
|  |  | 46.2897 | 35.886 | -10.4036 | 11.2817 | 0 | 10.4036 | 371.0597 | 35.886 | 0 | 0 | 11.2817 | 0 | 35.008 | 376.1816 | 35.886
|  |  | 46.7678 | 15.1394 | -31.6283 | 4.7595 | 0 | 31.6283 | 335.9171 | 15.1394 | 0 | 0 | 4.7595 | 0 | 42.0083 | 329.5057 | 15.1394
|  |  | 41.1187 | 2.4832 | -38.6355 | 0.78065 | 0 | 38.6355 | 292.9887 | 2.4832 | 0 | 0 | 0.78065 | 0 | 40.338 | 284.6856 | 2.4832
|  |  | 30.6708 | 0 | -30.6708 | 0 | 0 | 30.6708 | 258.9101 | 0 | 0 | 0 | 0 | 0 | 30.6708 | 250.607 | 0
|  |  | 23.3615 | 0 | -23.3615 | 0 | 0 | 23.3615 | 232.9528 | 0 | 0 | 0 | 0 | 0 | 23.3615 | 224.6498 | 0
|  |  | 23.6941 | 0 | -23.6941 | 0 | 0 | 23.6941 | 206.626 | 0 | 0 | 0 | 0 | 0 | 23.6941 | 198.3229 | 0
|  |  | 24.2768 | 0 | -24.2768 | 0 | 0 | 24.2768 | 179.6518 | 0 | 0 | 0 | 0 | 0 | 24.2768 | 171.3487 | 0
|  |  | 24.5562 | 0 | -24.5562 | 0 | 0 | 24.5562 | 152.3671 | 0 | 0 | 0 | 0 | 0 | 24.5562 | 144.0641 | 0
|  |  | 24.0861 | 0 | -24.0861 | 0 | 0 | 24.0861 | 125.6048 | 0 | 0 | 0 | 0 | 0 | 24.0861 | 117.3017 | 0
|  |  | 22.6294 | 0 | -22.6294 | 0 | 0 | 22.6294 | 100.4611 | 0 | 0 | 0 | 0 | 0 | 22.6294 | 92.158 | 0
|  |  | 20.8758 | 0 | -20.8758 | 0 | 0 | 20.8758 | 77.2658 | 0 | 0 | 0 | 0 | 0 | 20.8758 | 68.9627 | 0
|  |  | 18.9345 | 0 | -18.9345 | 0 | 0 | 18.9345 | 56.2274 | 0 | 0 | 0 | 0 | 0 | 18.9345 | 47.9243 | 0
|  |  | 15.4144 | 0 | -15.4144 | 0 | 0 | 15.4144 | 39.1003 | 0 | 0 | 0 | 0 | 0 | 15.4144 | 30.7972 | 0
|  |  | 11.7376 | 0 | -11.7376 | 0 | 0 | 11.7376 | 26.0585 | 0 | 0 | 0 | 0 | 0 | 11.7376 | 17.7554 | 0
|  |  | 16.1057 | 0.40051 | -15.7052 | 0.12591 | 0 | 15.7052 | 8.6082 | 0.40051 | 0 | 0 | 0.12591 | 0 | 15.9798 | 0 | 0.40051
|  |  | 19.9504 | 244.6339 | 224.6835 | 76.9069 | 224.6835 | 0 | 210.8234 | 19.9504 | 0 | 56.9565 | 19.9504 | 0 | 0 | 0 | 19.9504
|  |  | 26.3005 | 491.6709 | 465.3703 | 154.5692 | 190.8843 | 0 | 382.6192 | 300.7866 | 274.486 | 128.2687 | 26.3005 | 0 | 0 | 0 | 300.7866
|  |  | 31.0713 | 696.1733 | 665.102 | 218.8598 | 0 | 0 | 382.6192 | 696.1733 | 665.102 | 187.7885 | 31.0713 | 0 | 0 | 0 | 696.1733
|  |  | 33.2435 | 851.5727 | 818.3291 | 267.7135 | 0 | 0 | 382.6192 | 851.5727 | 818.3291 | 234.47 | 33.2435 | 0 | 0 | 0 | 851.5727
|  |  | 33.9264 | 440.4051 | 406.4787 | 138.4525 | 0 | 0 | 382.6192 | 440.4051 | 406.4787 | 104.5261 | 33.9264 | 0 | 0 | 0 | 440.4051
|  |  | 35.3688 | 476.932 | 441.5632 | 149.9357 | 0 | 0 | 382.6192 | 476.932 | 441.5632 | 4.6161 | 35.3688 | 109.9508 | 0 | 98.9557 | 476.932
|  |  | 34.1685 | 449.8572 | 415.6887 | 141.4241 | 0 | 0 | 382.6192 | 449.8572 | 415.6887 | 0 | 34.1685 | 107.2555 | 0 | 195.4857 | 449.8572
|  |  | 35.1159 | 392.1031 | 356.9872 | 123.2676 | 0 | 0 | 382.6192 | 392.1031 | 356.9872 | 0 | 35.1159 | 88.1517 | 0 | 274.8222 | 392.1031
|  |  | 40.4938 | 310.5585 | 270.0646 | 97.632 | 0 | 0 | 382.6192 | 310.5585 | 270.0646 | 0 | 40.4938 | 57.1381 | 0 | 326.2465 | 310.5585
|  |  | 46.2897 | 216.0372 | 169.7475 | 67.9168 | 0 | 0 | 382.6192 | 216.0372 | 169.7475 | 0 | 46.2897 | 21.6271 | 0 | 345.7109 | 216.0372
|  |  | 46.7678 | 102.6918 | 55.924 | 32.2838 | 0 | 0 | 382.6192 | 102.6918 | 55.924 | 0 | 32.2838 | 0 | 14.484 | 329.6176 | 102.6918
|  |  | 41.1187 | 2.1628 | -38.9559 | 0.67992 | 0 | 38.9559 | 339.3349 | 2.1628 | 0 | 0 | 0.67992 | 0 | 40.4388 | 284.6856 | 2.1628
|  |  | 30.6708 | 0 | -30.6708 | 0 | 0 | 30.6708 | 305.2563 | 0 | 0 | 0 | 0 | 0 | 30.6708 | 250.607 | 0
|  |  | 23.3615 | 0 | -23.3615 | 0 | 0 | 23.3615 | 279.299 | 0 | 0 | 0 | 0 | 0 | 23.3615 | 224.6498 | 0
|  |  | 23.6941 | 0 | -23.6941 | 0 | 0 | 23.6941 | 252.9722 | 0 | 0 | 0 | 0 | 0 | 23.6941 | 198.3229 | 0
|  |  | 24.2768 | 0 | -24.2768 | 0 | 0 | 24.2768 | 225.9979 | 0 | 0 | 0 | 0 | 0 | 24.2768 | 171.3487 | 0
|  |  | 24.5562 | 0 | -24.5562 | 0 | 0 | 24.5562 | 198.7133 | 0 | 0 | 0 | 0 | 0 | 24.5562 | 144.0641 | 0
|  |  | 24.0861 | 0 | -24.0861 | 0 | 0 | 24.0861 | 171.951 | 0 | 0 | 0 | 0 | 0 | 24.0861 | 117.3017 | 0
|  |  | 22.6294 | 0 | -22.6294 | 0 | 0 | 22.6294 | 146.8072 | 0 | 0 | 0 | 0 | 0 | 22.6294 | 92.158 | 0
|  |  | 20.8758 | 0 | -20.8758 | 0 | 0 | 20.8758 | 123.6119 | 0 | 0 | 0 | 0 | 0 | 20.8758 | 68.9627 | 0
|  |  | 18.9345 | 0 | -18.9345 | 0 | 0 | 18.9345 | 102.5736 | 0 | 0 | 0 | 0 | 0 | 18.9345 | 47.9243 | 0
|  |  | 15.4144 | 0 | -15.4144 | 0 | 0 | 15.4144 | 85.4465 | 0 | 0 | 0 | 0 | 0 | 15.4144 | 30.7972 | 0
|  |  | 11.7376 | 0 | -11.7376 | 0 | 0 | 11.7376 | 72.4047 | 0 | 0 | 0 | 0 | 0 | 11.7376 | 17.7554 | 0
|  |  | 16.1057 | 0.40051 | -15.7052 | 0.12591 | 0 | 15.7052 | 54.9544 | 0.40051 | 0 | 0 | 0.12591 | 0 | 15.9798 | 0 | 0.40051
|  |  | 19.9504 | 202.4197 | 182.4694 | 63.6358 | 182.4694 | 0 | 219.1768 | 19.9504 | 0 | 43.6854 | 19.9504 | 0 | 0 | 0 | 19.9504
|  |  | 26.3005 | 398.7516 | 372.4511 | 125.3577 | 181.6027 | 0 | 382.6192 | 217.1489 | 190.8484 | 99.0572 | 26.3005 | 0 | 0 | 0 | 217.1489
|  |  | 31.0713 | 567.4481 | 536.3768 | 178.3917 | 0 | 0 | 382.6192 | 567.4481 | 536.3768 | 147.3205 | 31.0713 | 0 | 0 | 0 | 567.4481
|  |  | 33.2435 | 695.6125 | 662.369 | 218.6835 | 0 | 0 | 382.6192 | 695.6125 | 662.369 | 185.44 | 33.2435 | 0 | 0 | 0 | 695.6125
|  |  | 33.9264 | 778.4388 | 744.5124 | 244.722 | 0 | 0 | 382.6192 | 778.4388 | 744.5124 | 210.7956 | 33.9264 | 0 | 0 | 0 | 778.4388
|  |  | 35.3688 | 805.6738 | 770.305 | 253.284 | 0 | 0 | 382.6192 | 805.6738 | 770.305 | 217.9153 | 35.3688 | 0 | 0 | 0 | 805.6738
|  |  | 34.1685 | 786.2889 | 752.1204 | 247.1899 | 0 | 0 | 382.6192 | 786.2889 | 752.1204 | 213.0214 | 34.1685 | 0 | 0 | 0 | 786.2889
|  |  | 35.1159 | 711.7933 | 676.6774 | 223.7703 | 0 | 0 | 382.6192 | 711.7933 | 676.6774 | 57.303 | 35.1159 | 131.3514 | 0 | 118.2163 | 711.7933
|  |  | 40.4938 | 587.634 | 547.1402 | 184.7377 | 0 | 0 | 382.6192 | 587.634 | 547.1402 | 0 | 40.4938 | 144.2439 | 0 | 248.0357 | 587.634
|  |  | 46.2897 | 423.7437 | 377.454 | 133.2146 | 0 | 0 | 382.6192 | 423.7437 | 377.454 | 0 | 46.2897 | 86.9249 | 0 | 326.2682 | 423.7437
|  |  | 46.7678 | 232.6185 | 185.8507 | 73.1295 | 0 | 0 | 382.6192 | 232.6185 | 185.8507 | 0 | 46.7678 | 26.3618 | 0 | 349.9938 | 232.6185
|  |  | 41.1187 | 3.6046 | -37.5141 | 1.1332 | 0 | 37.5141 | 340.937 | 3.6046 | 0 | 0 | 1.1332 | 0 | 39.9855 | 305.5654 | 3.6046
|  |  | 30.6708 | 0 | -30.6708 | 0 | 0 | 30.6708 | 306.8583 | 0 | 0 | 0 | 0 | 0 | 30.6708 | 271.4868 | 0
|  |  | 23.3615 | 0 | -23.3615 | 0 | 0 | 23.3615 | 280.9011 | 0 | 0 | 0 | 0 | 0 | 23.3615 | 245.5296 | 0
|  |  | 23.6941 | 0 | -23.6941 | 0 | 0 | 23.6941 | 254.5743 | 0 | 0 | 0 | 0 | 0 | 23.6941 | 219.2028 | 0
|  |  | 24.2768 | 0 | -24.2768 | 0 | 0 | 24.2768 | 227.6 | 0 | 0 | 0 | 0 | 0 | 24.2768 | 192.2285 | 0
|  |  | 24.5562 | 0 | -24.5562 | 0 | 0 | 24.5562 | 200.3154 | 0 | 0 | 0 | 0 | 0 | 24.5562 | 164.9439 | 0
|  |  | 30.2465 | 0 | -30.2465 | 0 | 0 | 30.2465 | 166.7082 | 0 | 0 | 0 | 0 | 0 | 30.2465 | 131.3367 | 0
|  |  | 28.1491 | 0 | -28.1491 | 0 | 0 | 28.1491 | 135.4314 | 0 | 0 | 0 | 0 | 0 | 28.1491 | 100.0599 | 0
|  |  | 25.2107 | 0 | -25.2107 | 0 | 0 | 25.2107 | 107.4195 | 0 | 0 | 0 | 0 | 0 | 25.2107 | 72.048 | 0
|  |  | 21.4417 | 0 | -21.4417 | 0 | 0 | 21.4417 | 83.5955 | 0 | 0 | 0 | 0 | 0 | 21.4417 | 48.224 | 0
|  |  | 17.5188 | 0 | -17.5188 | 0 | 0 | 17.5188 | 64.1301 | 0 | 0 | 0 | 0 | 0 | 17.5188 | 28.7586 | 0
|  |  | 14.3414 | 0 | -14.3414 | 0 | 0 | 14.3414 | 48.1952 | 0 | 0 | 0 | 0 | 0 | 14.3414 | 12.8237 | 0
|  |  | 11.6673 | 0.40051 | -11.2667 | 0.12591 | 0 | 11.2667 | 35.6766 | 0.40051 | 0 | 0 | 0.12591 | 0 | 11.5414 | 0 | 0.40051
|  |  | 9.167 | 214.355 | 205.1881 | 67.388 | 205.1881 | 0 | 220.3459 | 9.167 | 0 | 58.221 | 9.167 | 0 | 0 | 0 | 9.167
|  |  | 7.1962 | 422.7825 | 415.5863 | 132.9124 | 180.3037 | 0 | 382.6192 | 242.4788 | 235.2825 | 125.7162 | 7.1962 | 0 | 0 | 0 | 242.4788
|  |  | 6.03 | 601.8122 | 595.7822 | 189.195 | 0 | 0 | 382.6192 | 601.8122 | 595.7822 | 183.165 | 6.03 | 0 | 0 | 0 | 601.8122
|  |  | 6.0645 | 737.5864 | 731.5219 | 231.879 | 0 | 0 | 382.6192 | 737.5864 | 731.5219 | 225.8146 | 6.0645 | 0 | 0 | 0 | 737.5864
|  |  | 6.9622 | 821.9346 | 814.9724 | 258.3961 | 0 | 0 | 382.6192 | 821.9346 | 814.9724 | 251.4339 | 6.9622 | 0 | 0 | 0 | 821.9346
|  |  | 9.2104 | 848.689 | 839.4785 | 266.807 | 0 | 0 | 382.6192 | 848.689 | 839.4785 | 257.5965 | 9.2104 | 0 | 0 | 0 | 848.689
|  |  | 12.2202 | 820.653 | 808.4328 | 257.9931 | 0 | 0 | 382.6192 | 820.653 | 808.4328 | 245.7729 | 12.2202 | 0 | 0 | 0 | 820.653
|  |  | 15.3949 | 741.5114 | 726.1165 | 233.113 | 0 | 0 | 382.6192 | 741.5114 | 726.1165 | 130.5173 | 15.3949 | 87.2008 | 0 | 78.4807 | 741.5114
|  |  | 18.6761 | 610.7837 | 592.1076 | 192.0154 | 0 | 0 | 382.6192 | 610.7837 | 592.1076 | 0 | 18.6761 | 173.3393 | 0 | 234.4861 | 610.7837
|  |  | 22.1391 | 437.1209 | 414.9818 | 137.4201 | 0 | 0 | 382.6192 | 437.1209 | 414.9818 | 0 | 22.1391 | 115.2809 | 0 | 338.2389 | 437.1209
|  |  | 26.0591 | 235.0216 | 208.9624 | 73.885 | 0 | 0 | 382.6192 | 235.0216 | 208.9624 | 0 | 26.0591 | 47.8259 | 0 | 381.2822 | 235.0216
|  |  | 29.8278 | 2.7235 | -27.1043 | 0.8562 | 0 | 27.1043 | 352.5033 | 2.7235 | 0 | 0 | 0.8562 | 0 | 28.9716 | 349.0915 | 2.7235
|  |  | 32.3465 | 0 | -32.3465 | 0 | 0 | 32.3465 | 316.5628 | 0 | 0 | 0 | 0 | 0 | 32.3465 | 313.151 | 0
|  |  | 33.6507 | 0 | -33.6507 | 0 | 0 | 33.6507 | 279.1731 | 0 | 0 | 0 | 0 | 0 | 33.6507 | 275.7613 | 0
|  |  | 34.0882 | 0 | -34.0882 | 0 | 0 | 34.0882 | 241.2973 | 0 | 0 | 0 | 0 | 0 | 34.0882 | 237.8855 | 0
|  |  | 33.501 | 0 | -33.501 | 0 | 0 | 33.501 | 204.074 | 0 | 0 | 0 | 0 | 0 | 33.501 | 200.6622 | 0
|  |  | 32.1465 | 0 | -32.1465 | 0 | 0 | 32.1465 | 168.3557 | 0 | 0 | 0 | 0 | 0 | 32.1465 | 164.9439 | 0
|  |  | 30.2465 | 0 | -30.2465 | 0 | 0 | 30.2465 | 134.7485 | 0 | 0 | 0 | 0 | 0 | 30.2465 | 131.3367 | 0
|  |  | 28.1491 | 0 | -28.1491 | 0 | 0 | 28.1491 | 103.4717 | 0 | 0 | 0 | 0 | 0 | 28.1491 | 100.0599 | 0
|  |  | 25.2107 | 0 | -25.2107 | 0 | 0 | 25.2107 | 75.4598 | 0 | 0 | 0 | 0 | 0 | 25.2107 | 72.048 | 0
|  |  | 21.4417 | 0 | -21.4417 | 0 | 0 | 21.4417 | 51.6358 | 0 | 0 | 0 | 0 | 0 | 21.4417 | 48.224 | 0
|  |  | 17.5188 | 0 | -17.5188 | 0 | 0 | 17.5188 | 32.1704 | 0 | 0 | 0 | 0 | 0 | 17.5188 | 28.7586 | 0
|  |  | 14.3414 | 0 | -14.3414 | 0 | 0 | 14.3414 | 16.2356 | 0 | 0 | 0 | 0 | 0 | 14.3414 | 12.8237 | 0
|  |  | 11.6673 | 0.40051 | -11.2667 | 0.12591 | 0 | 11.2667 | 3.7169 | 0.40051 | 0 | 0 | 0.12591 | 0 | 11.5414 | 0 | 0.40051
|  |  | 9.167 | 179.5904 | 170.4235 | 56.4588 | 170.4235 | 0 | 157.0981 | 9.167 | 0 | 47.2919 | 9.167 | 0 | 0 | 0 | 9.167
|  |  | 7.1962 | 366.3901 | 359.1939 | 115.1841 | 250.5791 | 0 | 382.6192 | 115.811 | 108.6148 | 107.9878 | 7.1962 | 0 | 0 | 0 | 115.811
|  |  | 6.03 | 531.5621 | 525.532 | 167.11 | 0 | 0 | 382.6192 | 531.5621 | 525.532 | 161.08 | 6.03 | 0 | 0 | 0 | 531.5621
|  |  | 6.0645 | 658.2045 | 652.1401 | 206.9233 | 0 | 0 | 382.6192 | 658.2045 | 652.1401 | 200.8589 | 6.0645 | 0 | 0 | 0 | 658.2045
|  |  | 6.9622 | 727.894 | 720.9318 | 228.832 | 0 | 0 | 382.6192 | 727.894 | 720.9318 | 221.8698 | 6.9622 | 0 | 0 | 0 | 727.894
|  |  | 9.2104 | 767.3846 | 758.1742 | 241.2469 | 0 | 0 | 382.6192 | 767.3846 | 758.1742 | 232.0364 | 9.2104 | 0 | 0 | 0 | 767.3846
|  |  | 12.2202 | 738.3073 | 726.0871 | 232.1057 | 0 | 0 | 382.6192 | 738.3073 | 726.0871 | 219.8855 | 12.2202 | 0 | 0 | 0 | 738.3073
|  |  | 15.3949 | 669.1786 | 653.7837 | 210.3733 | 0 | 0 | 382.6192 | 669.1786 | 653.7837 | 93.8139 | 15.3949 | 101.1645 | 0 | 91.0481 | 669.1786
|  |  | 18.6761 | 549.7454 | 531.0693 | 172.8264 | 0 | 0 | 382.6192 | 549.7454 | 531.0693 | 0 | 18.6761 | 154.1504 | 0 | 229.7834 | 549.7454
|  |  | 22.1391 | 396.1884 | 374.0492 | 124.5519 | 0 | 0 | 382.6192 | 396.1884 | 374.0492 | 0 | 22.1391 | 102.4128 | 0 | 321.9549 | 396.1884
|  |  | 26.0591 | 216.9984 | 190.9393 | 68.219 | 0 | 0 | 382.6192 | 216.9984 | 190.9393 | 0 | 26.0591 | 42.1598 | 0 | 359.8987 | 216.9984
|  |  | 29.8278 | 4.2454 | -25.5824 | 1.3347 | 0 | 25.5824 | 354.1944 | 4.2454 | 0 | 0 | 1.3347 | 0 | 28.4932 | 328.2396 | 4.2454
|  |  | 32.3465 | 0 | -32.3465 | 0 | 0 | 32.3465 | 318.2538 | 0 | 0 | 0 | 0 | 0 | 32.3465 | 292.2991 | 0
|  |  | 33.6507 | 0 | -33.6507 | 0 | 0 | 33.6507 | 280.8642 | 0 | 0 | 0 | 0 | 0 | 33.6507 | 254.9094 | 0
|  |  | 34.0882 | 0 | -34.0882 | 0 | 0 | 34.0882 | 242.9884 | 0 | 0 | 0 | 0 | 0 | 34.0882 | 217.0337 | 0
|  |  | 33.501 | 0 | -33.501 | 0 | 0 | 33.501 | 205.7651 | 0 | 0 | 0 | 0 | 0 | 33.501 | 179.8104 | 0
|  |  | 32.1465 | 0 | -32.1465 | 0 | 0 | 32.1465 | 170.0468 | 0 | 0 | 0 | 0 | 0 | 32.1465 | 144.092 | 0
|  |  | 24.0861 | 0 | -24.0861 | 0 | 0 | 24.0861 | 143.2845 | 0 | 0 | 0 | 0 | 0 | 24.0861 | 117.3297 | 0
|  |  | 22.6294 | 0 | -22.6294 | 0 | 0 | 22.6294 | 118.1407 | 0 | 0 | 0 | 0 | 0 | 22.6294 | 92.186 | 0
|  |  | 20.8758 | 0 | -20.8758 | 0 | 0 | 20.8758 | 94.9454 | 0 | 0 | 0 | 0 | 0 | 20.8758 | 68.9907 | 0
|  |  | 18.9345 | 0 | -18.9345 | 0 | 0 | 18.9345 | 73.907 | 0 | 0 | 0 | 0 | 0 | 18.9345 | 47.9523 | 0
|  |  | 15.4144 | 0 | -15.4144 | 0 | 0 | 15.4144 | 56.7799 | 0 | 0 | 0 | 0 | 0 | 15.4144 | 30.8252 | 0
|  |  | 11.7376 | 0 | -11.7376 | 0 | 0 | 11.7376 | 43.7381 | 0 | 0 | 0 | 0 | 0 | 11.7376 | 17.7834 | 0
|  |  | 16.1057 | 0.32041 | -15.7853 | 0.10073 | 0 | 15.7853 | 26.1988 | 0.32041 | 0 | 0 | 0.10073 | 0 | 16.005 | 0 | 0.32041
|  |  | 19.9504 | 148.7509 | 128.8005 | 46.7636 | 128.8005 | 0 | 142.1193 | 19.9504 | 0 | 26.8132 | 19.9504 | 0 | 0 | 0 | 19.9504
|  |  | 26.3005 | 304.5508 | 278.2502 | 95.7433 | 267.2222 | 0 | 382.6192 | 37.3286 | 11.028 | 69.4428 | 26.3005 | 0 | 0 | 0 | 37.3286
|  |  | 31.0713 | 445.2113 | 414.14 | 139.9635 | 0 | 0 | 382.6192 | 445.2113 | 414.14 | 108.8922 | 31.0713 | 0 | 0 | 0 | 445.2113
|  |  | 33.2435 | 583.1482 | 549.9047 | 183.3275 | 0 | 0 | 382.6192 | 583.1482 | 549.9047 | 150.0839 | 33.2435 | 0 | 0 | 0 | 583.1482
|  |  | 33.9264 | 636.4166 | 602.4902 | 200.0737 | 0 | 0 | 382.6192 | 636.4166 | 602.4902 | 166.1473 | 33.9264 | 0 | 0 | 0 | 636.4166
|  |  | 35.3688 | 660.6076 | 625.2389 | 207.6788 | 0 | 0 | 382.6192 | 660.6076 | 625.2389 | 172.31 | 35.3688 | 0 | 0 | 0 | 660.6076
|  |  | 34.1685 | 635.3753 | 601.2067 | 199.7464 | 0 | 0 | 382.6192 | 635.3753 | 601.2067 | 106.1057 | 34.1685 | 59.4722 | 0 | 53.5249 | 635.3753
|  |  | 35.1159 | 575.4584 | 540.3425 | 180.91 | 0 | 0 | 382.6192 | 575.4584 | 540.3425 | 0 | 35.1159 | 145.7941 | 0 | 184.7396 | 575.4584
|  |  | 40.4938 | 459.3093 | 418.8155 | 144.3956 | 0 | 0 | 382.6192 | 459.3093 | 418.8155 | 0 | 40.4938 | 103.9017 | 0 | 278.2512 | 459.3093
|  |  | 46.2897 | 314.1631 | 267.8734 | 98.7652 | 0 | 0 | 382.6192 | 314.1631 | 267.8734 | 0 | 46.2897 | 52.4755 | 0 | 325.4791 | 314.1631
|  |  | 46.7678 | 163.4898 | 116.722 | 51.3972 | 0 | 0 | 382.6192 | 163.4898 | 116.722 | 0 | 46.7678 | 4.6294 | 0 | 329.6456 | 163.4898
|  |  | 41.1187 | 2.1628 | -38.9559 | 0.67992 | 0 | 38.9559 | 339.3349 | 2.1628 | 0 | 0 | 0.67992 | 0 | 40.4388 | 284.7136 | 2.1628
|  |  | 30.6708 | 0 | -30.6708 | 0 | 0 | 30.6708 | 305.2563 | 0 | 0 | 0 | 0 | 0 | 30.6708 | 250.635 | 0
|  |  | 23.3615 | 0 | -23.3615 | 0 | 0 | 23.3615 | 279.299 | 0 | 0 | 0 | 0 | 0 | 23.3615 | 224.6777 | 0
|  |  | 23.6941 | 0 | -23.6941 | 0 | 0 | 23.6941 | 252.9722 | 0 | 0 | 0 | 0 | 0 | 23.6941 | 198.3509 | 0
|  |  | 24.2768 | 0 | -24.2768 | 0 | 0 | 24.2768 | 225.9979 | 0 | 0 | 0 | 0 | 0 | 24.2768 | 171.3766 | 0
|  |  | 24.5562 | 0 | -24.5562 | 0 | 0 | 24.5562 | 198.7133 | 0 | 0 | 0 | 0 | 0 | 24.5562 | 144.092 | 0
|  |  | 24.0861 | 0 | -24.0861 | 0 | 0 | 24.0861 | 171.951 | 0 | 0 | 0 | 0 | 0 | 24.0861 | 117.3297 | 0
|  |  | 22.6294 | 0 | -22.6294 | 0 | 0 | 22.6294 | 146.8072 | 0 | 0 | 0 | 0 | 0 | 22.6294 | 92.186 | 0
|  |  | 20.8758 | 0 | -20.8758 | 0 | 0 | 20.8758 | 123.6119 | 0 | 0 | 0 | 0 | 0 | 20.8758 | 68.9907 | 0
|  |  | 18.9345 | 0 | -18.9345 | 0 | 0 | 18.9345 | 102.5736 | 0 | 0 | 0 | 0 | 0 | 18.9345 | 47.9523 | 0
|  |  | 15.4144 | 0 | -15.4144 | 0 | 0 | 15.4144 | 85.4465 | 0 | 0 | 0 | 0 | 0 | 15.4144 | 30.8252 | 0
|  |  | 11.7376 | 0 | -11.7376 | 0 | 0 | 11.7376 | 72.4047 | 0 | 0 | 0 | 0 | 0 | 11.7376 | 17.7834 | 0
|  |  | 16.1057 | 0.32041 | -15.7853 | 0.10073 | 0 | 15.7853 | 54.8654 | 0.32041 | 0 | 0 | 0.10073 | 0 | 16.005 | 0 | 0.32041
|  |  | 19.9504 | 191.2053 | 171.255 | 60.1103 | 171.255 | 0 | 208.9949 | 19.9504 | 0 | 40.1599 | 19.9504 | 0 | 0 | 0 | 19.9504
|  |  | 26.3005 | 387.4571 | 361.1566 | 121.807 | 192.916 | 0 | 382.6192 | 194.5412 | 168.2406 | 95.5065 | 26.3005 | 0 | 0 | 0 | 194.5412
|  |  | 31.0713 | 556.3939 | 525.3226 | 174.9166 | 0 | 0 | 382.6192 | 556.3939 | 525.3226 | 143.8453 | 31.0713 | 0 | 0 | 0 | 556.3939
|  |  | 33.2435 | 690.8865 | 657.6429 | 217.1977 | 0 | 0 | 382.6192 | 690.8865 | 657.6429 | 183.9542 | 33.2435 | 0 | 0 | 0 | 690.8865
|  |  | 33.9264 | 776.7567 | 742.8302 | 244.1932 | 0 | 0 | 382.6192 | 776.7567 | 742.8302 | 210.2668 | 33.9264 | 0 | 0 | 0 | 776.7567
|  |  | 35.3688 | 809.1983 | 773.8295 | 254.3921 | 0 | 0 | 382.6192 | 809.1983 | 773.8295 | 219.0233 | 35.3688 | 0 | 0 | 0 | 809.1983
|  |  | 34.1685 | 784.2062 | 750.0377 | 246.5352 | 0 | 0 | 382.6192 | 784.2062 | 750.0377 | 212.3666 | 34.1685 | 0 | 0 | 0 | 784.2062
|  |  | 35.1159 | 709.7907 | 674.6748 | 223.1408 | 0 | 0 | 382.6192 | 709.7907 | 674.6748 | 76.6499 | 35.1159 | 111.3749 | 0 | 100.2374 | 709.7907
|  |  | 40.4938 | 584.0294 | 543.5355 | 183.6045 | 0 | 0 | 382.6192 | 584.0294 | 543.5355 | 0 | 40.4938 | 143.1106 | 0 | 229.037 | 584.0294
|  |  | 46.2897 | 422.5422 | 376.2525 | 132.8369 | 0 | 0 | 382.6192 | 422.5422 | 376.2525 | 0 | 46.2897 | 86.5472 | 0 | 306.9295 | 422.5422
|  |  | 46.7678 | 227.1715 | 180.4037 | 71.4171 | 0 | 0 | 382.6192 | 227.1715 | 180.4037 | 0 | 46.7678 | 24.6494 | 0 | 329.1139 | 227.1715
|  |  | 41.1187 | 3.6847 | -37.434 | 1.1584 | 0 | 37.434 | 341.026 | 3.6847 | 0 | 0 | 1.1584 | 0 | 39.9603 | 284.7136 | 3.6847
|  |  | 30.6708 | 0 | -30.6708 | 0 | 0 | 30.6708 | 306.9473 | 0 | 0 | 0 | 0 | 0 | 30.6708 | 250.635 | 0
|  |  | 23.3615 | 0 | -23.3615 | 0 | 0 | 23.3615 | 280.9901 | 0 | 0 | 0 | 0 | 0 | 23.3615 | 224.6777 | 0
|  |  | 23.6941 | 0 | -23.6941 | 0 | 0 | 23.6941 | 254.6633 | 0 | 0 | 0 | 0 | 0 | 23.6941 | 198.3509 | 0
|  |  | 24.2768 | 0 | -24.2768 | 0 | 0 | 24.2768 | 227.689 | 0 | 0 | 0 | 0 | 0 | 24.2768 | 171.3766 | 0
|  |  | 24.5562 | 0 | -24.5562 | 0 | 0 | 24.5562 | 200.4044 | 0 | 0 | 0 | 0 | 0 | 24.5562 | 144.092 | 0
|  |  | 24.0861 | 0 | -24.0861 | 0 | 0 | 24.0861 | 173.6421 | 0 | 0 | 0 | 0 | 0 | 24.0861 | 117.3297 | 0
|  |  | 22.6294 | 0 | -22.6294 | 0 | 0 | 22.6294 | 148.4983 | 0 | 0 | 0 | 0 | 0 | 22.6294 | 92.186 | 0
|  |  | 20.8758 | 0 | -20.8758 | 0 | 0 | 20.8758 | 125.303 | 0 | 0 | 0 | 0 | 0 | 20.8758 | 68.9907 | 0
|  |  | 18.9345 | 0 | -18.9345 | 0 | 0 | 18.9345 | 104.2647 | 0 | 0 | 0 | 0 | 0 | 18.9345 | 47.9523 | 0
|  |  | 15.4144 | 0 | -15.4144 | 0 | 0 | 15.4144 | 87.1375 | 0 | 0 | 0 | 0 | 0 | 15.4144 | 30.8252 | 0
|  |  | 11.7376 | 0 | -11.7376 | 0 | 0 | 11.7376 | 74.0957 | 0 | 0 | 0 | 0 | 0 | 11.7376 | 17.7834 | 0
|  |  | 16.1057 | 0.32041 | -15.7853 | 0.10073 | 0 | 15.7853 | 56.5564 | 0.32041 | 0 | 0 | 0.10073 | 0 | 16.005 | 0 | 0.32041
|  |  | 19.9504 | 184.5568 | 164.6064 | 58.0201 | 164.6064 | 0 | 204.7022 | 19.9504 | 0 | 38.0697 | 19.9504 | 0 | 0 | 0 | 19.9504
|  |  | 26.3005 | 370.3953 | 344.0947 | 116.4432 | 197.6856 | 0 | 382.6192 | 172.7097 | 146.4092 | 90.1426 | 26.3005 | 0 | 0 | 0 | 172.7097
|  |  | 31.0713 | 531.3217 | 500.2505 | 167.0345 | 0 | 0 | 382.6192 | 531.3217 | 500.2505 | 135.9632 | 31.0713 | 0 | 0 | 0 | 531.3217
|  |  | 33.2435 | 650.4346 | 617.191 | 204.4806 | 0 | 0 | 382.6192 | 650.4346 | 617.191 | 171.2371 | 33.2435 | 0 | 0 | 0 | 650.4346
|  |  | 33.9264 | 706.7468 | 672.8204 | 222.1838 | 0 | 0 | 382.6192 | 706.7468 | 672.8204 | 188.2574 | 33.9264 | 0 | 0 | 0 | 706.7468
|  |  | 35.3688 | 718.4418 | 683.0731 | 225.8605 | 0 | 0 | 382.6192 | 718.4418 | 683.0731 | 190.4917 | 35.3688 | 0 | 0 | 0 | 718.4418
|  |  | 34.1685 | 704.0233 | 669.8548 | 221.3276 | 0 | 0 | 382.6192 | 704.0233 | 669.8548 | 187.1591 | 34.1685 | 0 | 0 | 0 | 704.0233
|  |  | 35.1159 | 637.1375 | 602.0216 | 200.3004 | 0 | 0 | 382.6192 | 637.1375 | 602.0216 | 15.5206 | 35.1159 | 149.6639 | 0 | 134.6975 | 637.1375
|  |  | 40.4938 | 520.1875 | 479.6936 | 163.5342 | 0 | 0 | 382.6192 | 520.1875 | 479.6936 | 0 | 40.4938 | 123.0403 | 0 | 245.4338 | 520.1875
|  |  | 46.2897 | 379.0464 | 332.7567 | 119.1629 | 0 | 0 | 382.6192 | 379.0464 | 332.7567 | 0 | 46.2897 | 72.8732 | 0 | 311.0197 | 379.0464
|  |  | 46.7678 | 212.9132 | 166.1454 | 66.9347 | 0 | 0 | 382.6192 | 212.9132 | 166.1454 | 0 | 46.7678 | 20.1669 | 0 | 329.1699 | 212.9132
|  |  | 41.1187 | 3.5245 | -37.5942 | 1.108 | 0 | 37.5942 | 340.848 | 3.5245 | 0 | 0 | 1.108 | 0 | 40.0107 | 284.7136 | 3.5245
|  |  | 30.6708 | 0 | -30.6708 | 0 | 0 | 30.6708 | 306.7693 | 0 | 0 | 0 | 0 | 0 | 30.6708 | 250.635 | 0
|  |  | 23.3615 | 0 | -23.3615 | 0 | 0 | 23.3615 | 280.8121 | 0 | 0 | 0 | 0 | 0 | 23.3615 | 224.6777 | 0
|  |  | 23.6941 | 0 | -23.6941 | 0 | 0 | 23.6941 | 254.4853 | 0 | 0 | 0 | 0 | 0 | 23.6941 | 198.3509 | 0
|  |  | 24.2768 | 0 | -24.2768 | 0 | 0 | 24.2768 | 227.511 | 0 | 0 | 0 | 0 | 0 | 24.2768 | 171.3766 | 0
|  |  | 24.5562 | 0 | -24.5562 | 0 | 0 | 24.5562 | 200.2264 | 0 | 0 | 0 | 0 | 0 | 24.5562 | 144.092 | 0
|  |  | 24.0861 | 0 | -24.0861 | 0 | 0 | 24.0861 | 173.4641 | 0 | 0 | 0 | 0 | 0 | 24.0861 | 117.3297 | 0
|  |  | 22.6294 | 0 | -22.6294 | 0 | 0 | 22.6294 | 148.3203 | 0 | 0 | 0 | 0 | 0 | 22.6294 | 92.186 | 0
|  |  | 20.8758 | 0 | -20.8758 | 0 | 0 | 20.8758 | 125.125 | 0 | 0 | 0 | 0 | 0 | 20.8758 | 68.9907 | 0
|  |  | 18.9345 | 0 | -18.9345 | 0 | 0 | 18.9345 | 104.0867 | 0 | 0 | 0 | 0 | 0 | 18.9345 | 47.9523 | 0
|  |  | 15.4144 | 0 | -15.4144 | 0 | 0 | 15.4144 | 86.9595 | 0 | 0 | 0 | 0 | 0 | 15.4144 | 30.8252 | 0
|  |  | 11.7376 | 0 | -11.7376 | 0 | 0 | 11.7376 | 73.9177 | 0 | 0 | 0 | 0 | 0 | 11.7376 | 17.7834 | 0
|  |  | 16.1057 | 0.32041 | -15.7853 | 0.10073 | 0 | 15.7853 | 56.3784 | 0.32041 | 0 | 0 | 0.10073 | 0 | 16.005 | 0 | 0.32041
|  |  | 19.9504 | 197.2931 | 177.3428 | 62.0241 | 177.3428 | 0 | 215.9869 | 19.9504 | 0 | 42.0737 | 19.9504 | 0 | 0 | 0 | 19.9504
|  |  | 26.3005 | 381.4494 | 355.1489 | 119.9183 | 185.147 | 0 | 382.6192 | 196.3024 | 170.0019 | 93.6178 | 26.3005 | 0 | 0 | 0 | 196.3024
|  |  | 31.0713 | 543.8178 | 512.7465 | 170.9629 | 0 | 0 | 382.6192 | 543.8178 | 512.7465 | 139.8917 | 31.0713 | 0 | 0 | 0 | 543.8178
|  |  | 33.2435 | 668.3776 | 635.1341 | 210.1215 | 0 | 0 | 382.6192 | 668.3776 | 635.1341 | 176.878 | 33.2435 | 0 | 0 | 0 | 668.3776
|  |  | 33.9264 | 733.1808 | 699.2543 | 230.494 | 0 | 0 | 382.6192 | 733.1808 | 699.2543 | 196.5676 | 33.9264 | 0 | 0 | 0 | 733.1808
|  |  | 35.3688 | 763.4596 | 728.0908 | 240.0129 | 0 | 0 | 382.6192 | 763.4596 | 728.0908 | 204.6442 | 35.3688 | 0 | 0 | 0 | 763.4596
|  |  | 34.1685 | 742.1523 | 707.9837 | 233.3144 | 0 | 0 | 382.6192 | 742.1523 | 707.9837 | 199.1459 | 34.1685 | 0 | 0 | 0 | 742.1523
|  |  | 35.1159 | 672.3026 | 637.1867 | 211.3554 | 0 | 0 | 382.6192 | 672.3026 | 637.1867 | 59.0829 | 35.1159 | 117.1566 | 0 | 105.441 | 672.3026
|  |  | 40.4938 | 570.8925 | 530.3987 | 179.4746 | 0 | 0 | 382.6192 | 570.8925 | 530.3987 | 0 | 40.4938 | 138.9807 | 0 | 230.5236 | 570.8925
|  |  | 46.2897 | 413.0099 | 366.7203 | 129.8402 | 0 | 0 | 382.6192 | 413.0099 | 366.7203 | 0 | 46.2897 | 83.5505 | 0 | 305.7191 | 413.0099
|  |  | 46.7678 | 230.8562 | 184.0884 | 72.5755 | 0 | 0 | 382.6192 | 230.8562 | 184.0884 | 0 | 46.7678 | 25.8077 | 0 | 328.9461 | 230.8562
|  |  | 41.1187 | 3.2041 | -37.9146 | 1.0073 | 0 | 37.9146 | 340.4919 | 3.2041 | 0 | 0 | 1.0073 | 0 | 40.1114 | 284.3778 | 3.2041
|  |  | 30.6708 | 0 | -30.6708 | 0 | 0 | 30.6708 | 306.4133 | 0 | 0 | 0 | 0 | 0 | 30.6708 | 250.2992 | 0
|  |  | 23.3615 | 0 | -23.3615 | 0 | 0 | 23.3615 | 280.4561 | 0 | 0 | 0 | 0 | 0 | 23.3615 | 224.342 | 0
|  |  | 23.6941 | 0 | -23.6941 | 0 | 0 | 23.6941 | 254.1293 | 0 | 0 | 0 | 0 | 0 | 23.6941 | 198.0152 | 0
|  |  | 24.2768 | 0 | -24.2768 | 0 | 0 | 24.2768 | 227.155 | 0 | 0 | 0 | 0 | 0 | 24.2768 | 171.0409 | 0
|  |  | 24.5562 | 0 | -24.5562 | 0 | 0 | 24.5562 | 199.8704 | 0 | 0 | 0 | 0 | 0 | 24.5562 | 143.7563 | 0
|  |  | 24.0861 | 0 | -24.0861 | 0 | 0 | 24.0861 | 173.1081 | 0 | 0 | 0 | 0 | 0 | 24.0861 | 116.994 | 0
|  |  | 22.6294 | 0 | -22.6294 | 0 | 0 | 22.6294 | 147.9643 | 0 | 0 | 0 | 0 | 0 | 22.6294 | 91.8502 | 0
|  |  | 20.8758 | 0 | -20.8758 | 0 | 0 | 20.8758 | 124.769 | 0 | 0 | 0 | 0 | 0 | 20.8758 | 68.6549 | 0
|  |  | 18.9345 | 0 | -18.9345 | 0 | 0 | 18.9345 | 103.7306 | 0 | 0 | 0 | 0 | 0 | 18.9345 | 47.6165 | 0
|  |  | 15.4144 | 0 | -15.4144 | 0 | 0 | 15.4144 | 86.6035 | 0 | 0 | 0 | 0 | 0 | 15.4144 | 30.4894 | 0
|  |  | 11.7376 | 0 | -11.7376 | 0 | 0 | 11.7376 | 73.5617 | 0 | 0 | 0 | 0 | 0 | 11.7376 | 17.4476 | 0
|  |  | 16.1057 | 1.2816 | -14.8241 | 0.40292 | 0 | 14.8241 | 57.0905 | 1.2816 | 0 | 0 | 0.40292 | 0 | 15.7028 | 0 | 1.2816
|  |  | 19.9504 | 173.5827 | 153.6323 | 54.5701 | 153.6323 | 0 | 195.3596 | 19.9504 | 0 | 34.6198 | 19.9504 | 0 | 0 | 0 | 19.9504
|  |  | 26.3005 | 227.6521 | 201.3516 | 71.5682 | 201.3516 | 0 | 376.576 | 26.3005 | 0 | 45.2677 | 26.3005 | 0 | 0 | 0 | 26.3005
|  |  | 31.0713 | 492.0714 | 461.0001 | 154.6952 | 6.7147 | 0 | 382.6192 | 485.3567 | 454.2854 | 123.6239 | 31.0713 | 0 | 0 | 0 | 485.3567
|  |  | 33.2435 | 262.3366 | 229.0931 | 82.4722 | 0 | 0 | 382.6192 | 262.3366 | 229.0931 | 49.2286 | 33.2435 | 0 | 0 | 0 | 262.3366
|  |  | 33.9264 | 312.9616 | 279.0351 | 98.3874 | 0 | 0 | 382.6192 | 312.9616 | 279.0351 | 59.6886 | 33.9264 | 4.7724 | 0 | 4.2952 | 312.9616
|  |  | 35.3688 | 100.2086 | 64.8398 | 31.5031 | 0 | 0 | 382.6192 | 100.2086 | 64.8398 | 0 | 31.5031 | 0 | 3.8657 | 0 | 100.2086
|  |  | 34.1685 | 294.4578 | 260.2893 | 92.5703 | 0 | 0 | 382.6192 | 294.4578 | 260.2893 | 58.4018 | 34.1685 | 0 | 0 | 0 | 294.4578
|  |  | 35.1159 | 720.8449 | 685.729 | 226.6159 | 0 | 0 | 382.6192 | 720.8449 | 685.729 | 66.3062 | 35.1159 | 125.1938 | 0 | 112.6745 | 720.8449
|  |  | 40.4938 | 509.0532 | 468.5593 | 160.0338 | 0 | 0 | 382.6192 | 509.0532 | 468.5593 | 0 | 40.4938 | 119.54 | 0 | 220.2604 | 509.0532
|  |  | 46.2897 | 465.5574 | 419.2677 | 146.3598 | 0 | 0 | 382.6192 | 465.5574 | 419.2677 | 0 | 46.2897 | 100.0701 | 0 | 310.3235 | 465.5574
|  |  | 46.7678 | 279.4786 | 232.7108 | 87.8612 | 0 | 0 | 382.6192 | 279.4786 | 232.7108 | 0 | 46.7678 | 41.0934 | 0 | 347.3076 | 279.4786
|  |  | 41.1187 | 11.3746 | -29.7441 | 3.5759 | 0 | 29.7441 | 349.5703 | 11.3746 | 0 | 0 | 3.5759 | 0 | 37.5428 | 305.5934 | 11.3746
|  |  | 30.6708 | 0 | -30.6708 | 0 | 0 | 30.6708 | 315.4916 | 0 | 0 | 0 | 0 | 0 | 30.6708 | 271.5148 | 0
|  |  | 23.3615 | 0 | -23.3615 | 0 | 0 | 23.3615 | 289.5344 | 0 | 0 | 0 | 0 | 0 | 23.3615 | 245.5576 | 0
|  |  | 23.6941 | 0 | -23.6941 | 0 | 0 | 23.6941 | 263.2076 | 0 | 0 | 0 | 0 | 0 | 23.6941 | 219.2307 | 0
|  |  | 24.2768 | 0 | -24.2768 | 0 | 0 | 24.2768 | 236.2333 | 0 | 0 | 0 | 0 | 0 | 24.2768 | 192.2565 | 0
|  |  | 24.5562 | 0 | -24.5562 | 0 | 0 | 24.5562 | 208.9487 | 0 | 0 | 0 | 0 | 0 | 24.5562 | 164.9719 | 0
|  |  | 30.2465 | 0 | -30.2465 | 0 | 0 | 30.2465 | 175.3415 | 0 | 0 | 0 | 0 | 0 | 30.2465 | 131.3647 | 0
|  |  | 28.1491 | 0 | -28.1491 | 0 | 0 | 28.1491 | 144.0647 | 0 | 0 | 0 | 0 | 0 | 28.1491 | 100.0879 | 0
|  |  | 25.2107 | 0 | -25.2107 | 0 | 0 | 25.2107 | 116.0528 | 0 | 0 | 0 | 0 | 0 | 25.2107 | 72.076 | 0
|  |  | 21.4417 | 0 | -21.4417 | 0 | 0 | 21.4417 | 92.2288 | 0 | 0 | 0 | 0 | 0 | 21.4417 | 48.2519 | 0
|  |  | 17.5188 | 0 | -17.5188 | 0 | 0 | 17.5188 | 72.7634 | 0 | 0 | 0 | 0 | 0 | 17.5188 | 28.7866 | 0
|  |  | 14.3414 | 0 | -14.3414 | 0 | 0 | 14.3414 | 56.8285 | 0 | 0 | 0 | 0 | 0 | 14.3414 | 12.8517 | 0
|  |  | 11.6673 | 0.32041 | -11.3469 | 0.10073 | 0 | 11.3469 | 44.2209 | 0.32041 | 0 | 0 | 0.10073 | 0 | 11.5665 | 0 | 0.32041
|  |  | 9.167 | 249.8406 | 240.6736 | 78.5437 | 240.6736 | 0 | 260.8272 | 9.167 | 0 | 69.3768 | 9.167 | 0 | 0 | 0 | 9.167
|  |  | 7.1962 | 502.1643 | 494.9681 | 157.8681 | 135.3245 | 0 | 382.6192 | 366.8398 | 359.6436 | 150.6719 | 7.1962 | 0 | 0 | 0 | 366.8398
|  |  | 6.03 | 713.3954 | 707.3654 | 224.274 | 0 | 0 | 382.6192 | 713.3954 | 707.3654 | 218.244 | 6.03 | 0 | 0 | 0 | 713.3954
|  |  | 6.0645 | 867.433 | 861.3685 | 272.6996 | 0 | 0 | 382.6192 | 867.433 | 861.3685 | 266.6352 | 6.0645 | 0 | 0 | 0 | 867.433
|  |  | 6.9622 | 470.4436 | 463.4814 | 147.8959 | 0 | 0 | 382.6192 | 470.4436 | 463.4814 | 140.9337 | 6.9622 | 0 | 0 | 0 | 470.4436
|  |  | 9.2104 | 491.03 | 481.8196 | 154.3678 | 0 | 0 | 382.6192 | 491.03 | 481.8196 | 130.0694 | 9.2104 | 15.0879 | 0 | 13.5791 | 491.03
|  |  | 12.2202 | 477.3325 | 465.1122 | 150.0616 | 0 | 0 | 382.6192 | 477.3325 | 465.1122 | 0 | 12.2202 | 137.8414 | 0 | 137.6364 | 477.3325
|  |  | 15.3949 | 426.2269 | 410.832 | 133.9953 | 0 | 0 | 382.6192 | 426.2269 | 410.832 | 0 | 15.3949 | 118.6003 | 0 | 244.3767 | 426.2269
|  |  | 18.6761 | 347.1655 | 328.4894 | 109.1403 | 0 | 0 | 382.6192 | 347.1655 | 328.4894 | 0 | 18.6761 | 90.4642 | 0 | 325.7944 | 347.1655
|  |  | 22.1391 | 235.6624 | 213.5233 | 74.0865 | 0 | 0 | 382.6192 | 235.6624 | 213.5233 | 0 | 22.1391 | 51.9473 | 0 | 372.547 | 235.6624
|  |  | 26.0591 | 113.6658 | 87.6067 | 35.7337 | 0 | 0 | 382.6192 | 113.6658 | 87.6067 | 0 | 26.0591 | 9.6746 | 0 | 381.2542 | 113.6658
|  |  | 29.8278 | 2.323 | -27.5049 | 0.73029 | 0 | 27.5049 | 352.0583 | 2.323 | 0 | 0 | 0.73029 | 0 | 29.0975 | 348.9236 | 2.323
|  |  | 32.3465 | 0 | -32.3465 | 0 | 0 | 32.3465 | 316.1178 | 0 | 0 | 0 | 0 | 0 | 32.3465 | 312.9831 | 0
|  |  | 33.6507 | 0 | -33.6507 | 0 | 0 | 33.6507 | 278.7281 | 0 | 0 | 0 | 0 | 0 | 33.6507 | 275.5934 | 0
|  |  | 34.0882 | 0 | -34.0882 | 0 | 0 | 34.0882 | 240.8523 | 0 | 0 | 0 | 0 | 0 | 34.0882 | 237.7176 | 0
|  |  | 33.501 | 0 | -33.501 | 0 | 0 | 33.501 | 203.629 | 0 | 0 | 0 | 0 | 0 | 33.501 | 200.4943 | 0
|  |  | 32.1465 | 0 | -32.1465 | 0 | 0 | 32.1465 | 167.9107 | 0 | 0 | 0 | 0 | 0 | 32.1465 | 164.776 | 0
|  |  | 30.2465 | 0 | -30.2465 | 0 | 0 | 30.2465 | 134.3035 | 0 | 0 | 0 | 0 | 0 | 30.2465 | 131.1688 | 0
|  |  | 28.1491 | 0 | -28.1491 | 0 | 0 | 28.1491 | 103.0267 | 0 | 0 | 0 | 0 | 0 | 28.1491 | 99.892 | 0
|  |  | 25.2107 | 0 | -25.2107 | 0 | 0 | 25.2107 | 75.0148 | 0 | 0 | 0 | 0 | 0 | 25.2107 | 71.8801 | 0
|  |  | 21.4417 | 0 | -21.4417 | 0 | 0 | 21.4417 | 51.1908 | 0 | 0 | 0 | 0 | 0 | 21.4417 | 48.0561 | 0
|  |  | 17.5188 | 0 | -17.5188 | 0 | 0 | 17.5188 | 31.7254 | 0 | 0 | 0 | 0 | 0 | 17.5188 | 28.5907 | 0
|  |  | 14.3414 | 0 | -14.3414 | 0 | 0 | 14.3414 | 15.7905 | 0 | 0 | 0 | 0 | 0 | 14.3414 | 12.6558 | 0
|  |  | 11.6673 | 0.88113 | -10.7861 | 0.27701 | 0 | 10.7861 | 3.806 | 0.88113 | 0 | 0 | 0.27701 | 0 | 11.3903 | 0 | 0.88113
|  |  | 9.167 | 237.5848 | 228.4179 | 74.6908 | 228.4179 | 0 | 209.382 | 9.167 | 0 | 65.5239 | 9.167 | 0 | 0 | 0 | 9.167
|  |  | 7.1962 | 489.9887 | 482.7925 | 154.0404 | 192.4858 | 0 | 382.6192 | 297.5029 | 290.3067 | 146.8442 | 7.1962 | 0 | 0 | 0 | 297.5029
|  |  | 6.03 | 623.52 | 617.49 | 196.0194 | 0 | 0 | 382.6192 | 623.52 | 617.49 | 189.9894 | 6.03 | 0 | 0 | 0 | 623.52
|  |  | 6.0645 | 702.5014 | 696.4369 | 220.8492 | 0 | 0 | 382.6192 | 702.5014 | 696.4369 | 214.7847 | 6.0645 | 0 | 0 | 0 | 702.5014
|  |  | 6.9622 | 737.1058 | 730.1436 | 231.7279 | 0 | 0 | 382.6192 | 737.1058 | 730.1436 | 224.7657 | 6.9622 | 0 | 0 | 0 | 737.1058
|  |  | 9.2104 | 640.1013 | 630.8909 | 201.2321 | 0 | 0 | 382.6192 | 640.1013 | 630.8909 | 52.8708 | 9.2104 | 139.1509 | 0 | 125.2358 | 640.1013
|  |  | 12.2202 | 563.2828 | 551.0625 | 177.0823 | 0 | 0 | 382.6192 | 563.2828 | 551.0625 | 0 | 12.2202 | 164.862 | 0 | 273.6116 | 563.2828
|  |  | 15.3949 | 368.2325 | 352.8376 | 115.7632 | 0 | 0 | 382.6192 | 368.2325 | 352.8376 | 0 | 15.3949 | 100.3683 | 0 | 363.9431 | 368.2325
|  |  | 18.6761 | 130.4073 | 111.7312 | 40.9969 | 0 | 0 | 382.6192 | 130.4073 | 111.7312 | 0 | 18.6761 | 22.3208 | 0 | 384.0318 | 130.4073
|  |  | 22.1391 | 72.3328 | 50.1937 | 22.7397 | 0 | 0 | 382.6192 | 72.3328 | 50.1937 | 0 | 22.1391 | 0.60054 | 0 | 384.5723 | 72.3328
|  |  | 26.0591 | 14.3384 | -11.7207 | 4.5076 | 0 | 11.7207 | 369.5962 | 14.3384 | 0 | 0 | 4.5076 | 0 | 21.5515 | 360.6262 | 14.3384
|  |  | 29.8278 | 2.1628 | -27.6651 | 0.67992 | 0 | 27.6651 | 338.8573 | 2.1628 | 0 | 0 | 0.67992 | 0 | 29.1479 | 328.2396 | 2.1628
|  |  | 32.3465 | 0 | -32.3465 | 0 | 0 | 32.3465 | 302.9167 | 0 | 0 | 0 | 0 | 0 | 32.3465 | 292.2991 | 0
|  |  | 33.6507 | 0 | -33.6507 | 0 | 0 | 33.6507 | 265.5271 | 0 | 0 | 0 | 0 | 0 | 33.6507 | 254.9094 | 0
|  |  | 34.0882 | 0 | -34.0882 | 0 | 0 | 34.0882 | 227.6513 | 0 | 0 | 0 | 0 | 0 | 34.0882 | 217.0337 | 0
|  |  | 33.501 | 0 | -33.501 | 0 | 0 | 33.501 | 190.428 | 0 | 0 | 0 | 0 | 0 | 33.501 | 179.8104 | 0
|  |  | 32.1465 | 0 | -32.1465 | 0 | 0 | 32.1465 | 154.7097 | 0 | 0 | 0 | 0 | 0 | 32.1465 | 144.092 | 0
|  |  | 24.0861 | 0 | -24.0861 | 0 | 0 | 24.0861 | 127.9473 | 0 | 0 | 0 | 0 | 0 | 24.0861 | 117.3297 | 0
|  |  | 22.6294 | 0 | -22.6294 | 0 | 0 | 22.6294 | 102.8036 | 0 | 0 | 0 | 0 | 0 | 22.6294 | 92.186 | 0
|  |  | 20.8758 | 0 | -20.8758 | 0 | 0 | 20.8758 | 79.6083 | 0 | 0 | 0 | 0 | 0 | 20.8758 | 68.9907 | 0
|  |  | 18.9345 | 0 | -18.9345 | 0 | 0 | 18.9345 | 58.5699 | 0 | 0 | 0 | 0 | 0 | 18.9345 | 47.9523 | 0
|  |  | 15.4144 | 0 | -15.4144 | 0 | 0 | 15.4144 | 41.4428 | 0 | 0 | 0 | 0 | 0 | 15.4144 | 30.8252 | 0
|  |  | 11.7376 | 0 | -11.7376 | 0 | 0 | 11.7376 | 28.401 | 0 | 0 | 0 | 0 | 0 | 11.7376 | 17.7834 | 0
|  |  | 16.1057 | 0.32041 | -15.7853 | 0.10073 | 0 | 15.7853 | 10.8617 | 0.32041 | 0 | 0 | 0.10073 | 0 | 16.005 | 0 | 0.32041
|  |  | 19.9504 | 239.4272 | 219.4768 | 75.27 | 219.4768 | 0 | 208.3909 | 19.9504 | 0 | 55.3197 | 19.9504 | 0 | 0 | 0 | 19.9504
|  |  | 26.3005 | 473.5676 | 447.2671 | 148.878 | 193.5871 | 0 | 382.6192 | 279.9805 | 253.68 | 122.5775 | 26.3005 | 0 | 0 | 0 | 279.9805
|  |  | 31.0713 | 673.1838 | 642.1125 | 211.6324 | 0 | 0 | 382.6192 | 673.1838 | 642.1125 | 180.5611 | 31.0713 | 0 | 0 | 0 | 673.1838
|  |  | 33.2435 | 824.9785 | 791.735 | 259.353 | 0 | 0 | 382.6192 | 824.9785 | 791.735 | 226.1094 | 33.2435 | 0 | 0 | 0 | 824.9785
|  |  | 33.9264 | 917.337 | 883.4106 | 288.3882 | 0 | 0 | 382.6192 | 917.337 | 883.4106 | 254.4618 | 33.9264 | 0 | 0 | 0 | 917.337
|  |  | 35.3688 | 949.3782 | 914.0094 | 298.4612 | 0 | 0 | 382.6192 | 949.3782 | 914.0094 | 263.0924 | 35.3688 | 0 | 0 | 0 | 949.3782
|  |  | 34.1685 | 918.6988 | 884.5302 | 288.8163 | 0 | 0 | 382.6192 | 918.6988 | 884.5302 | 254.6478 | 34.1685 | 0 | 0 | 0 | 918.6988
|  |  | 35.1159 | 828.9837 | 793.8678 | 260.6121 | 0 | 0 | 382.6192 | 828.9837 | 793.8678 | 175.1132 | 35.1159 | 50.383 | 0 | 45.3447 | 828.9837
|  |  | 40.4938 | 682.4757 | 641.9819 | 214.5536 | 0 | 0 | 382.6192 | 682.4757 | 641.9819 | 0 | 40.4938 | 174.0598 | 0 | 201.9985 | 682.4757
|  |  | 46.2897 | 487.7458 | 441.4562 | 153.3353 | 0 | 0 | 382.6192 | 487.7458 | 441.4562 | 0 | 46.2897 | 107.0456 | 0 | 298.3395 | 487.7458
|  |  | 46.7678 | 259.2126 | 212.4448 | 81.4901 | 0 | 0 | 382.6192 | 259.2126 | 212.4448 | 0 | 46.7678 | 34.7223 | 0 | 329.5896 | 259.2126
|  |  | 41.1187 | 2.323 | -38.7957 | 0.73029 | 0 | 38.7957 | 339.5129 | 2.323 | 0 | 0 | 0.73029 | 0 | 40.3884 | 284.7136 | 2.323
|  |  | 30.6708 | 0 | -30.6708 | 0 | 0 | 30.6708 | 305.4343 | 0 | 0 | 0 | 0 | 0 | 30.6708 | 250.635 | 0
|  |  | 23.3615 | 0 | -23.3615 | 0 | 0 | 23.3615 | 279.477 | 0 | 0 | 0 | 0 | 0 | 23.3615 | 224.6777 | 0
|  |  | 23.6941 | 0 | -23.6941 | 0 | 0 | 23.6941 | 253.1502 | 0 | 0 | 0 | 0 | 0 | 23.6941 | 198.3509 | 0
|  |  | 24.2768 | 0 | -24.2768 | 0 | 0 | 24.2768 | 226.176 | 0 | 0 | 0 | 0 | 0 | 24.2768 | 171.3766 | 0
|  |  | 24.5562 | 0 | -24.5562 | 0 | 0 | 24.5562 | 198.8913 | 0 | 0 | 0 | 0 | 0 | 24.5562 | 144.092 | 0
|  |  | 24.0861 | 0 | -24.0861 | 0 | 0 | 24.0861 | 172.129 | 0 | 0 | 0 | 0 | 0 | 24.0861 | 117.3297 | 0
|  |  | 22.6294 | 0 | -22.6294 | 0 | 0 | 22.6294 | 146.9853 | 0 | 0 | 0 | 0 | 0 | 22.6294 | 92.186 | 0
|  |  | 20.8758 | 0 | -20.8758 | 0 | 0 | 20.8758 | 123.79 | 0 | 0 | 0 | 0 | 0 | 20.8758 | 68.9907 | 0
|  |  | 18.9345 | 0 | -18.9345 | 0 | 0 | 18.9345 | 102.7516 | 0 | 0 | 0 | 0 | 0 | 18.9345 | 47.9523 | 0
|  |  | 15.4144 | 0 | -15.4144 | 0 | 0 | 15.4144 | 85.6245 | 0 | 0 | 0 | 0 | 0 | 15.4144 | 30.8252 | 0
|  |  | 11.7376 | 0 | -11.7376 | 0 | 0 | 11.7376 | 72.5827 | 0 | 0 | 0 | 0 | 0 | 11.7376 | 17.7834 | 0
|  |  | 16.1057 | 0.32041 | -15.7853 | 0.10073 | 0 | 15.7853 | 55.0434 | 0.32041 | 0 | 0 | 0.10073 | 0 | 16.005 | 0 | 0.32041
|  |  | 19.9504 | 169.7378 | 149.7874 | 53.3614 | 149.7874 | 0 | 189.8521 | 19.9504 | 0 | 33.411 | 19.9504 | 0 | 0 | 0 | 19.9504
|  |  | 26.3005 | 313.4422 | 287.1417 | 98.5385 | 214.1858 | 0 | 382.6192 | 99.2564 | 72.9559 | 72.238 | 26.3005 | 0 | 0 | 0 | 99.2564
|  |  | 31.0713 | 429.1907 | 398.1194 | 134.927 | 0 | 0 | 382.6192 | 429.1907 | 398.1194 | 103.8557 | 31.0713 | 0 | 0 | 0 | 429.1907
|  |  | 33.2435 | 510.6552 | 477.4117 | 160.5375 | 0 | 0 | 382.6192 | 510.6552 | 477.4117 | 127.2939 | 33.2435 | 0 | 0 | 0 | 510.6552
|  |  | 33.9264 | 555.3526 | 521.4261 | 174.5892 | 0 | 0 | 382.6192 | 555.3526 | 521.4261 | 140.6628 | 33.9264 | 0 | 0 | 0 | 555.3526
|  |  | 35.3688 | 548.704 | 513.3353 | 172.4991 | 0 | 0 | 382.6192 | 548.704 | 513.3353 | 137.1303 | 35.3688 | 0 | 0 | 0 | 548.704
|  |  | 34.1685 | 518.4252 | 484.2567 | 162.9801 | 0 | 0 | 382.6192 | 518.4252 | 484.2567 | 4.1231 | 34.1685 | 124.6885 | 0 | 112.2197 | 518.4252
|  |  | 35.1159 | 437.9219 | 402.806 | 137.6719 | 0 | 0 | 382.6192 | 437.9219 | 402.806 | 0 | 35.1159 | 102.556 | 0 | 204.5201 | 437.9219
|  |  | 40.4938 | 388.6587 | 348.1649 | 122.1847 | 0 | 0 | 382.6192 | 388.6587 | 348.1649 | 0 | 40.4938 | 81.6909 | 0 | 278.0419 | 388.6587
|  |  | 46.2897 | 309.6773 | 263.3877 | 97.3549 | 0 | 0 | 382.6192 | 309.6773 | 263.3877 | 0 | 46.2897 | 51.0653 | 0 | 324.0006 | 309.6773
|  |  | 46.7678 | 168.6164 | 121.8486 | 53.0088 | 0 | 0 | 382.6192 | 168.6164 | 121.8486 | 0 | 46.7678 | 6.2411 | 0 | 329.6176 | 168.6164
|  |  | 41.1187 | 2.323 | -38.7957 | 0.73029 | 0 | 38.7957 | 339.5129 | 2.323 | 0 | 0 | 0.73029 | 0 | 40.3884 | 284.7416 | 2.323
|  |  | 30.6708 | 0 | -30.6708 | 0 | 0 | 30.6708 | 305.4343 | 0 | 0 | 0 | 0 | 0 | 30.6708 | 250.663 | 0
|  |  | 23.3615 | 0 | -23.3615 | 0 | 0 | 23.3615 | 279.477 | 0 | 0 | 0 | 0 | 0 | 23.3615 | 224.7057 | 0
|  |  | 23.6941 | 0 | -23.6941 | 0 | 0 | 23.6941 | 253.1502 | 0 | 0 | 0 | 0 | 0 | 23.6941 | 198.3789 | 0
|  |  | 24.2768 | 0 | -24.2768 | 0 | 0 | 24.2768 | 226.176 | 0 | 0 | 0 | 0 | 0 | 24.2768 | 171.4046 | 0
|  |  | 24.5562 | 0 | -24.5562 | 0 | 0 | 24.5562 | 198.8913 | 0 | 0 | 0 | 0 | 0 | 24.5562 | 144.12 | 0
|  |  | 24.0861 | 0 | -24.0861 | 0 | 0 | 24.0861 | 172.129 | 0 | 0 | 0 | 0 | 0 | 24.0861 | 117.3577 | 0
|  |  | 22.6294 | 0 | -22.6294 | 0 | 0 | 22.6294 | 146.9853 | 0 | 0 | 0 | 0 | 0 | 22.6294 | 92.2139 | 0
|  |  | 20.8758 | 0 | -20.8758 | 0 | 0 | 20.8758 | 123.79 | 0 | 0 | 0 | 0 | 0 | 20.8758 | 69.0186 | 0
|  |  | 18.9345 | 0 | -18.9345 | 0 | 0 | 18.9345 | 102.7516 | 0 | 0 | 0 | 0 | 0 | 18.9345 | 47.9803 | 0
|  |  | 15.4144 | 0 | -15.4144 | 0 | 0 | 15.4144 | 85.6245 | 0 | 0 | 0 | 0 | 0 | 15.4144 | 30.8531 | 0
|  |  | 11.7376 | 0 | -11.7376 | 0 | 0 | 11.7376 | 72.5827 | 0 | 0 | 0 | 0 | 0 | 11.7376 | 17.8113 | 0
|  |  | 16.1057 | 0.24031 | -15.8654 | 0.075547 | 0 | 15.8654 | 54.9544 | 0.24031 | 0 | 0 | 0.075547 | 0 | 16.0302 | 0 | 0.24031
|  |  | 19.9504 | 221.6444 | 201.694 | 69.6796 | 201.694 | 0 | 236.479 | 19.9504 | 0 | 49.7292 | 19.9504 | 0 | 0 | 0 | 19.9504
|  |  | 26.3005 | 424.4646 | 398.1641 | 133.4413 | 162.378 | 0 | 382.6192 | 262.0866 | 235.7861 | 107.1407 | 26.3005 | 0 | 0 | 0 | 262.0866
|  |  | 31.0713 | 594.5228 | 563.4516 | 186.9034 | 0 | 0 | 382.6192 | 594.5228 | 563.4516 | 155.8321 | 31.0713 | 0 | 0 | 0 | 594.5228
|  |  | 33.2435 | 726.372 | 693.1285 | 228.3535 | 0 | 0 | 382.6192 | 726.372 | 693.1285 | 195.11 | 33.2435 | 0 | 0 | 0 | 726.372
|  |  | 33.9264 | 810.3998 | 776.4734 | 254.7698 | 0 | 0 | 382.6192 | 810.3998 | 776.4734 | 220.8434 | 33.9264 | 0 | 0 | 0 | 810.3998
|  |  | 35.3688 | 838.6761 | 803.3073 | 263.6592 | 0 | 0 | 382.6192 | 838.6761 | 803.3073 | 228.2904 | 35.3688 | 0 | 0 | 0 | 838.6761
|  |  | 34.1685 | 817.9295 | 783.761 | 257.1369 | 0 | 0 | 382.6192 | 817.9295 | 783.761 | 222.9684 | 34.1685 | 0 | 0 | 0 | 817.9295
|  |  | 35.1159 | 744.8758 | 709.7599 | 234.1706 | 0 | 0 | 382.6192 | 744.8758 | 709.7599 | 117.7506 | 35.1159 | 81.3041 | 0 | 73.1737 | 744.8758
|  |  | 40.4938 | 622.1583 | 581.6645 | 195.5913 | 0 | 0 | 382.6192 | 622.1583 | 581.6645 | 0 | 40.4938 | 155.0974 | 0 | 212.7614 | 622.1583
|  |  | 46.2897 | 454.1027 | 407.813 | 142.7587 | 0 | 0 | 382.6192 | 454.1027 | 407.813 | 0 | 46.2897 | 96.469 | 0 | 299.5835 | 454.1027
|  |  | 46.7678 | 253.9258 | 207.158 | 79.828 | 0 | 0 | 382.6192 | 253.9258 | 207.158 | 0 | 46.7678 | 33.0603 | 0 | 329.3378 | 253.9258
|  |  | 41.1187 | 3.124 | -37.9947 | 0.98211 | 0 | 37.9947 | 340.4029 | 3.124 | 0 | 0 | 0.98211 | 0 | 40.1366 | 284.7416 | 3.124
|  |  | 30.6708 | 0 | -30.6708 | 0 | 0 | 30.6708 | 306.3243 | 0 | 0 | 0 | 0 | 0 | 30.6708 | 250.663 | 0
|  |  | 23.3615 | 0 | -23.3615 | 0 | 0 | 23.3615 | 280.3671 | 0 | 0 | 0 | 0 | 0 | 23.3615 | 224.7057 | 0
|  |  | 23.6941 | 0 | -23.6941 | 0 | 0 | 23.6941 | 254.0403 | 0 | 0 | 0 | 0 | 0 | 23.6941 | 198.3789 | 0
|  |  | 24.2768 | 0 | -24.2768 | 0 | 0 | 24.2768 | 227.066 | 0 | 0 | 0 | 0 | 0 | 24.2768 | 171.4046 | 0
|  |  | 24.5562 | 0 | -24.5562 | 0 | 0 | 24.5562 | 199.7814 | 0 | 0 | 0 | 0 | 0 | 24.5562 | 144.12 | 0
|  |  | 24.0861 | 0 | -24.0861 | 0 | 0 | 24.0861 | 173.0191 | 0 | 0 | 0 | 0 | 0 | 24.0861 | 117.3577 | 0
|  |  | 22.6294 | 0 | -22.6294 | 0 | 0 | 22.6294 | 147.8753 | 0 | 0 | 0 | 0 | 0 | 22.6294 | 92.2139 | 0
|  |  | 20.8758 | 0 | -20.8758 | 0 | 0 | 20.8758 | 124.68 | 0 | 0 | 0 | 0 | 0 | 20.8758 | 69.0186 | 0
|  |  | 18.9345 | 0 | -18.9345 | 0 | 0 | 18.9345 | 103.6416 | 0 | 0 | 0 | 0 | 0 | 18.9345 | 47.9803 | 0
|  |  | 15.4144 | 0 | -15.4144 | 0 | 0 | 15.4144 | 86.5145 | 0 | 0 | 0 | 0 | 0 | 15.4144 | 30.8531 | 0
|  |  | 11.7376 | 0 | -11.7376 | 0 | 0 | 11.7376 | 73.4727 | 0 | 0 | 0 | 0 | 0 | 11.7376 | 17.8113 | 0
|  |  | 16.1057 | 0.24031 | -15.8654 | 0.075547 | 0 | 15.8654 | 55.8444 | 0.24031 | 0 | 0 | 0.075547 | 0 | 16.0302 | 0 | 0.24031
|  |  | 19.9504 | 175.9057 | 155.9553 | 55.3004 | 155.9553 | 0 | 196.2042 | 19.9504 | 0 | 35.3501 | 19.9504 | 0 | 0 | 0 | 19.9504
|  |  | 26.3005 | 336.3516 | 310.0511 | 105.7407 | 207.1278 | 0 | 382.6192 | 129.2238 | 102.9232 | 79.4401 | 26.3005 | 0 | 0 | 0 | 129.2238
|  |  | 31.0713 | 466.4385 | 435.3672 | 146.6368 | 0 | 0 | 382.6192 | 466.4385 | 435.3672 | 115.5655 | 31.0713 | 0 | 0 | 0 | 466.4385
|  |  | 33.2435 | 556.9546 | 523.7111 | 175.0929 | 0 | 0 | 382.6192 | 556.9546 | 523.7111 | 141.8493 | 33.2435 | 0 | 0 | 0 | 556.9546
|  |  | 33.9264 | 630.8895 | 596.9631 | 198.3362 | 0 | 0 | 382.6192 | 630.8895 | 596.9631 | 164.4097 | 33.9264 | 0 | 0 | 0 | 630.8895
|  |  | 35.3688 | 645.308 | 609.9392 | 202.869 | 0 | 0 | 382.6192 | 645.308 | 609.9392 | 167.5002 | 35.3688 | 0 | 0 | 0 | 645.308
|  |  | 34.1685 | 621.5175 | 587.3489 | 195.3898 | 0 | 0 | 382.6192 | 621.5175 | 587.3489 | 108.2328 | 34.1685 | 52.9885 | 0 | 47.6896 | 621.5175
|  |  | 35.1159 | 553.9908 | 518.8749 | 174.1611 | 0 | 0 | 382.6192 | 553.9908 | 518.8749 | 0 | 35.1159 | 139.0452 | 0 | 172.8303 | 553.9908
|  |  | 40.4938 | 458.4282 | 417.9344 | 144.1186 | 0 | 0 | 382.6192 | 458.4282 | 417.9344 | 0 | 40.4938 | 103.6247 | 0 | 266.0926 | 458.4282
|  |  | 46.2897 | 335.6307 | 289.341 | 105.514 | 0 | 0 | 382.6192 | 335.6307 | 289.341 | 0 | 46.2897 | 59.2244 | 0 | 319.3945 | 335.6307
|  |  | 46.7678 | 184.7971 | 138.0293 | 58.0957 | 0 | 0 | 382.6192 | 184.7971 | 138.0293 | 0 | 46.7678 | 11.3279 | 0 | 329.5896 | 184.7971
|  |  | 41.1187 | 2.4031 | -38.7156 | 0.75547 | 0 | 38.7156 | 339.6019 | 2.4031 | 0 | 0 | 0.75547 | 0 | 40.3632 | 284.7416 | 2.4031
|  |  | 30.6708 | 0 | -30.6708 | 0 | 0 | 30.6708 | 305.5233 | 0 | 0 | 0 | 0 | 0 | 30.6708 | 250.663 | 0
|  |  | 23.3615 | 0 | -23.3615 | 0 | 0 | 23.3615 | 279.566 | 0 | 0 | 0 | 0 | 0 | 23.3615 | 224.7057 | 0
|  |  | 23.6941 | 0 | -23.6941 | 0 | 0 | 23.6941 | 253.2392 | 0 | 0 | 0 | 0 | 0 | 23.6941 | 198.3789 | 0
|  |  | 24.2768 | 0 | -24.2768 | 0 | 0 | 24.2768 | 226.265 | 0 | 0 | 0 | 0 | 0 | 24.2768 | 171.4046 | 0
|  |  | 24.5562 | 0 | -24.5562 | 0 | 0 | 24.5562 | 198.9803 | 0 | 0 | 0 | 0 | 0 | 24.5562 | 144.12 | 0
|  |  | 24.0861 | 0 | -24.0861 | 0 | 0 | 24.0861 | 172.218 | 0 | 0 | 0 | 0 | 0 | 24.0861 | 117.3577 | 0
|  |  | 22.6294 | 0 | -22.6294 | 0 | 0 | 22.6294 | 147.0743 | 0 | 0 | 0 | 0 | 0 | 22.6294 | 92.2139 | 0
|  |  | 20.8758 | 0 | -20.8758 | 0 | 0 | 20.8758 | 123.879 | 0 | 0 | 0 | 0 | 0 | 20.8758 | 69.0186 | 0
|  |  | 18.9345 | 0 | -18.9345 | 0 | 0 | 18.9345 | 102.8406 | 0 | 0 | 0 | 0 | 0 | 18.9345 | 47.9803 | 0
|  |  | 15.4144 | 0 | -15.4144 | 0 | 0 | 15.4144 | 85.7135 | 0 | 0 | 0 | 0 | 0 | 15.4144 | 30.8531 | 0
|  |  | 11.7376 | 0 | -11.7376 | 0 | 0 | 11.7376 | 72.6717 | 0 | 0 | 0 | 0 | 0 | 11.7376 | 17.8113 | 0
|  |  | 16.1057 | 0.24031 | -15.8654 | 0.075547 | 0 | 15.8654 | 55.0434 | 0.24031 | 0 | 0 | 0.075547 | 0 | 16.0302 | 0 | 0.24031
|  |  | 19.9504 | 152.6759 | 132.7255 | 47.9976 | 132.7255 | 0 | 174.4964 | 19.9504 | 0 | 28.0472 | 19.9504 | 0 | 0 | 0 | 19.9504
|  |  | 26.3005 | 295.4992 | 269.1986 | 92.8977 | 231.2476 | 0 | 382.6192 | 64.2515 | 37.951 | 66.5972 | 26.3005 | 0 | 0 | 0 | 64.2515
|  |  | 31.0713 | 420.6998 | 389.6285 | 132.2577 | 0 | 0 | 382.6192 | 420.6998 | 389.6285 | 101.1864 | 31.0713 | 0 | 0 | 0 | 420.6998
|  |  | 33.2435 | 513.5389 | 480.2954 | 161.444 | 0 | 0 | 382.6192 | 513.5389 | 480.2954 | 128.2005 | 33.2435 | 0 | 0 | 0 | 513.5389
|  |  | 33.9264 | 566.6471 | 532.7206 | 178.1399 | 0 | 0 | 382.6192 | 566.6471 | 532.7206 | 144.2135 | 33.9264 | 0 | 0 | 0 | 566.6471
|  |  | 35.3688 | 596.6856 | 561.3168 | 187.5833 | 0 | 0 | 382.6192 | 596.6856 | 561.3168 | 151.7857 | 35.3688 | 0.42877 | 0 | 0.38589 | 596.6856
|  |  | 34.1685 | 575.4584 | 541.2898 | 180.91 | 0 | 0 | 382.6192 | 575.4584 | 541.2898 | 0 | 34.1685 | 146.7414 | 0 | 132.4532 | 575.4584
|  |  | 35.1159 | 479.4952 | 444.3793 | 150.7415 | 0 | 0 | 382.6192 | 479.4952 | 444.3793 | 0 | 35.1159 | 115.6256 | 0 | 236.5162 | 479.4952
|  |  | 40.4938 | 404.3588 | 363.865 | 127.1205 | 0 | 0 | 382.6192 | 404.3588 | 363.865 | 0 | 40.4938 | 86.6266 | 0 | 314.4802 | 404.3588
|  |  | 46.2897 | 278.1169 | 231.8272 | 87.4331 | 0 | 0 | 382.6192 | 278.1169 | 231.8272 | 0 | 46.2897 | 41.1434 | 0 | 351.5093 | 278.1169
|  |  | 46.7678 | 145.7871 | 99.0193 | 45.8319 | 0 | 0 | 382.6192 | 145.7871 | 99.0193 | 0 | 45.8319 | 0 | 0.9359 | 350.4694 | 145.7871
|  |  | 41.1187 | 2.4031 | -38.7156 | 0.75547 | 0 | 38.7156 | 339.6019 | 2.4031 | 0 | 0 | 0.75547 | 0 | 40.3632 | 305.6214 | 2.4031
|  |  | 30.6708 | 0 | -30.6708 | 0 | 0 | 30.6708 | 305.5233 | 0 | 0 | 0 | 0 | 0 | 30.6708 | 271.5428 | 0
|  |  | 23.3615 | 0 | -23.3615 | 0 | 0 | 23.3615 | 279.566 | 0 | 0 | 0 | 0 | 0 | 23.3615 | 245.5855 | 0
|  |  | 23.6941 | 0 | -23.6941 | 0 | 0 | 23.6941 | 253.2392 | 0 | 0 | 0 | 0 | 0 | 23.6941 | 219.2587 | 0
|  |  | 24.2768 | 0 | -24.2768 | 0 | 0 | 24.2768 | 226.265 | 0 | 0 | 0 | 0 | 0 | 24.2768 | 192.2844 | 0
|  |  | 24.5562 | 0 | -24.5562 | 0 | 0 | 24.5562 | 198.9803 | 0 | 0 | 0 | 0 | 0 | 24.5562 | 164.9998 | 0
|  |  | 30.2465 | 0 | -30.2465 | 0 | 0 | 30.2465 | 165.3732 | 0 | 0 | 0 | 0 | 0 | 30.2465 | 131.3927 | 0
|  |  | 28.1491 | 0 | -28.1491 | 0 | 0 | 28.1491 | 134.0964 | 0 | 0 | 0 | 0 | 0 | 28.1491 | 100.1159 | 0
|  |  | 25.2107 | 0 | -25.2107 | 0 | 0 | 25.2107 | 106.0845 | 0 | 0 | 0 | 0 | 0 | 25.2107 | 72.104 | 0
|  |  | 21.4417 | 0 | -21.4417 | 0 | 0 | 21.4417 | 82.2604 | 0 | 0 | 0 | 0 | 0 | 21.4417 | 48.2799 | 0
|  |  | 17.5188 | 0 | -17.5188 | 0 | 0 | 17.5188 | 62.795 | 0 | 0 | 0 | 0 | 0 | 17.5188 | 28.8145 | 0
|  |  | 14.3414 | 0 | -14.3414 | 0 | 0 | 14.3414 | 46.8602 | 0 | 0 | 0 | 0 | 0 | 14.3414 | 12.8797 | 0
|  |  | 11.6673 | 0.24031 | -11.427 | 0.075547 | 0 | 11.427 | 34.1636 | 0.24031 | 0 | 0 | 0.075547 | 0 | 11.5917 | 0 | 0.24031
|  |  | 9.167 | 95.883 | 86.7161 | 30.1433 | 86.7161 | 0 | 112.208 | 9.167 | 0 | 20.9763 | 9.167 | 0 | 0 | 0 | 9.167
|  |  | 7.1962 | 202.9003 | 195.7041 | 63.7869 | 195.7041 | 0 | 288.3417 | 7.1962 | 0 | 56.5907 | 7.1962 | 0 | 0 | 0 | 7.1962
|  |  | 6.03 | 313.9228 | 307.8928 | 98.6896 | 104.7528 | 0 | 382.6192 | 209.17 | 203.14 | 92.6596 | 6.03 | 0 | 0 | 0 | 209.17
|  |  | 6.0645 | 403.2374 | 397.1729 | 126.7679 | 0 | 0 | 382.6192 | 403.2374 | 397.1729 | 120.7035 | 6.0645 | 0 | 0 | 0 | 403.2374
|  |  | 6.9622 | 455.3042 | 448.342 | 143.1365 | 0 | 0 | 382.6192 | 455.3042 | 448.342 | 136.1743 | 6.9622 | 0 | 0 | 0 | 455.3042
|  |  | 9.2104 | 476.4513 | 467.2409 | 149.7846 | 0 | 0 | 382.6192 | 476.4513 | 467.2409 | 140.5742 | 9.2104 | 0 | 0 | 0 | 476.4513
|  |  | 12.2202 | 485.4229 | 473.2026 | 152.605 | 0 | 0 | 382.6192 | 485.4229 | 473.2026 | 11.9669 | 12.2202 | 128.4179 | 0 | 115.5761 | 485.4229
|  |  | 15.3949 | 457.7073 | 442.3124 | 143.8919 | 0 | 0 | 382.6192 | 457.7073 | 442.3124 | 0 | 15.3949 | 128.497 | 0 | 231.2234 | 457.7073
|  |  | 18.6761 | 368.9534 | 350.2773 | 115.9899 | 0 | 0 | 382.6192 | 368.9534 | 350.2773 | 0 | 18.6761 | 97.3138 | 0 | 318.8058 | 368.9534
|  |  | 22.1391 | 256.4891 | 234.35 | 80.6339 | 0 | 0 | 382.6192 | 256.4891 | 234.35 | 0 | 22.1391 | 58.4947 | 0 | 371.4511 | 256.4891
|  |  | 26.0591 | 118.2317 | 92.1726 | 37.1691 | 0 | 0 | 382.6192 | 118.2317 | 92.1726 | 0 | 26.0591 | 11.11 | 0 | 381.4501 | 118.2317
|  |  | 29.8278 | 2.4031 | -27.4247 | 0.75547 | 0 | 27.4247 | 352.1473 | 2.4031 | 0 | 0 | 0.75547 | 0 | 29.0724 | 349.1474 | 2.4031
|  |  | 32.3465 | 0 | -32.3465 | 0 | 0 | 32.3465 | 316.2068 | 0 | 0 | 0 | 0 | 0 | 32.3465 | 313.2069 | 0
|  |  | 33.6507 | 0 | -33.6507 | 0 | 0 | 33.6507 | 278.8171 | 0 | 0 | 0 | 0 | 0 | 33.6507 | 275.8172 | 0
|  |  | 34.0882 | 0 | -34.0882 | 0 | 0 | 34.0882 | 240.9413 | 0 | 0 | 0 | 0 | 0 | 34.0882 | 237.9415 | 0
|  |  | 33.501 | 0 | -33.501 | 0 | 0 | 33.501 | 203.718 | 0 | 0 | 0 | 0 | 0 | 33.501 | 200.7182 | 0
|  |  | 32.1465 | 0 | -32.1465 | 0 | 0 | 32.1465 | 167.9997 | 0 | 0 | 0 | 0 | 0 | 32.1465 | 164.9998 | 0
|  |  | 30.2465 | 0 | -30.2465 | 0 | 0 | 30.2465 | 134.3925 | 0 | 0 | 0 | 0 | 0 | 30.2465 | 131.3927 | 0
|  |  | 28.1491 | 0 | -28.1491 | 0 | 0 | 28.1491 | 103.1157 | 0 | 0 | 0 | 0 | 0 | 28.1491 | 100.1159 | 0
|  |  | 25.2107 | 0 | -25.2107 | 0 | 0 | 25.2107 | 75.1038 | 0 | 0 | 0 | 0 | 0 | 25.2107 | 72.104 | 0
|  |  | 21.4417 | 0 | -21.4417 | 0 | 0 | 21.4417 | 51.2798 | 0 | 0 | 0 | 0 | 0 | 21.4417 | 48.2799 | 0
|  |  | 17.5188 | 0 | -17.5188 | 0 | 0 | 17.5188 | 31.8144 | 0 | 0 | 0 | 0 | 0 | 17.5188 | 28.8145 | 0
|  |  | 14.3414 | 0 | -14.3414 | 0 | 0 | 14.3414 | 15.8795 | 0 | 0 | 0 | 0 | 0 | 14.3414 | 12.8797 | 0
|  |  | 11.6673 | 0.24031 | -11.427 | 0.075547 | 0 | 11.427 | 3.1829 | 0.24031 | 0 | 0 | 0.075547 | 0 | 11.5917 | 0 | 0.24031
|  |  | 9.167 | 198.0141 | 188.8471 | 62.2508 | 188.8471 | 0 | 173.1453 | 9.167 | 0 | 53.0838 | 9.167 | 0 | 0 | 0 | 9.167
|  |  | 7.1962 | 378.4856 | 371.2894 | 118.9866 | 232.7488 | 0 | 382.6192 | 145.7368 | 138.5406 | 111.7904 | 7.1962 | 0 | 0 | 0 | 145.7368
|  |  | 6.03 | 538.6912 | 532.6612 | 169.3513 | 0 | 0 | 382.6192 | 538.6912 | 532.6612 | 163.3213 | 6.03 | 0 | 0 | 0 | 538.6912
|  |  | 6.0645 | 656.6826 | 650.6181 | 206.4449 | 0 | 0 | 382.6192 | 656.6826 | 650.6181 | 200.3804 | 6.0645 | 0 | 0 | 0 | 656.6826
|  |  | 6.9622 | 718.1214 | 711.1592 | 225.7597 | 0 | 0 | 382.6192 | 718.1214 | 711.1592 | 218.7975 | 6.9622 | 0 | 0 | 0 | 718.1214
|  |  | 9.2104 | 723.5684 | 714.358 | 227.4721 | 0 | 0 | 382.6192 | 723.5684 | 714.358 | 218.2617 | 9.2104 | 0 | 0 | 0 | 723.5684
|  |  | 12.2202 | 708.1887 | 695.9685 | 222.6371 | 0 | 0 | 382.6192 | 708.1887 | 695.9685 | 210.4169 | 12.2202 | 0 | 0 | 0 | 708.1887
|  |  | 15.3949 | 619.1144 | 603.7195 | 194.6344 | 0 | 0 | 382.6192 | 619.1144 | 603.7195 | 55.9993 | 15.3949 | 123.2401 | 0 | 110.9161 | 619.1144
|  |  | 18.6761 | 523.3115 | 504.6354 | 164.5163 | 0 | 0 | 382.6192 | 523.3115 | 504.6354 | 0 | 18.6761 | 145.8402 | 0 | 242.1722 | 523.3115
|  |  | 22.1391 | 370.1549 | 348.0158 | 116.3676 | 0 | 0 | 382.6192 | 370.1549 | 348.0158 | 0 | 22.1391 | 94.2285 | 0 | 326.9779 | 370.1549
|  |  | 26.0591 | 201.6187 | 175.5596 | 63.384 | 0 | 0 | 382.6192 | 201.6187 | 175.5596 | 0 | 26.0591 | 37.3248 | 0 | 360.5702 | 201.6187
|  |  | 29.8278 | 2.4031 | -27.4247 | 0.75547 | 0 | 27.4247 | 352.1473 | 2.4031 | 0 | 0 | 0.75547 | 0 | 29.0724 | 328.2676 | 2.4031
|  |  | 32.3465 | 0 | -32.3465 | 0 | 0 | 32.3465 | 316.2068 | 0 | 0 | 0 | 0 | 0 | 32.3465 | 292.3271 | 0
|  |  | 33.6507 | 0 | -33.6507 | 0 | 0 | 33.6507 | 278.8171 | 0 | 0 | 0 | 0 | 0 | 33.6507 | 254.9374 | 0
|  |  | 34.0882 | 0 | -34.0882 | 0 | 0 | 34.0882 | 240.9413 | 0 | 0 | 0 | 0 | 0 | 34.0882 | 217.0616 | 0
|  |  | 33.501 | 0 | -33.501 | 0 | 0 | 33.501 | 203.718 | 0 | 0 | 0 | 0 | 0 | 33.501 | 179.8383 | 0
|  |  | 32.1465 | 0 | -32.1465 | 0 | 0 | 32.1465 | 167.9997 | 0 | 0 | 0 | 0 | 0 | 32.1465 | 144.12 | 0
|  |  | 24.0861 | 0 | -24.0861 | 0 | 0 | 24.0861 | 141.2374 | 0 | 0 | 0 | 0 | 0 | 24.0861 | 117.3577 | 0
|  |  | 22.6294 | 0 | -22.6294 | 0 | 0 | 22.6294 | 116.0936 | 0 | 0 | 0 | 0 | 0 | 22.6294 | 92.2139 | 0
|  |  | 20.8758 | 0 | -20.8758 | 0 | 0 | 20.8758 | 92.8983 | 0 | 0 | 0 | 0 | 0 | 20.8758 | 69.0186 | 0
|  |  | 18.9345 | 0 | -18.9345 | 0 | 0 | 18.9345 | 71.86 | 0 | 0 | 0 | 0 | 0 | 18.9345 | 47.9803 | 0
|  |  | 15.4144 | 0 | -15.4144 | 0 | 0 | 15.4144 | 54.7328 | 0 | 0 | 0 | 0 | 0 | 15.4144 | 30.8531 | 0
|  |  | 11.7376 | 0 | -11.7376 | 0 | 0 | 11.7376 | 41.691 | 0 | 0 | 0 | 0 | 0 | 11.7376 | 17.8113 | 0
|  |  | 16.1057 | 0.24031 | -15.8654 | 0.075547 | 0 | 15.8654 | 24.0627 | 0.24031 | 0 | 0 | 0.075547 | 0 | 16.0302 | 0 | 0.24031
|  |  | 19.9504 | 191.8462 | 171.8958 | 60.3117 | 171.8958 | 0 | 178.769 | 19.9504 | 0 | 40.3613 | 19.9504 | 0 | 0 | 0 | 19.9504
|  |  | 26.3005 | 382.0903 | 355.7897 | 120.1198 | 226.5003 | 0 | 382.6192 | 155.5899 | 129.2894 | 93.8193 | 26.3005 | 0 | 0 | 0 | 155.5899
|  |  | 31.0713 | 543.8979 | 512.8266 | 170.9881 | 0 | 0 | 382.6192 | 543.8979 | 512.8266 | 139.9168 | 31.0713 | 0 | 0 | 0 | 543.8979
|  |  | 33.2435 | 672.3026 | 639.0591 | 211.3554 | 0 | 0 | 382.6192 | 672.3026 | 639.0591 | 178.1119 | 33.2435 | 0 | 0 | 0 | 672.3026
|  |  | 33.9264 | 749.2013 | 715.2749 | 235.5305 | 0 | 0 | 382.6192 | 749.2013 | 715.2749 | 201.6041 | 33.9264 | 0 | 0 | 0 | 749.2013
|  |  | 35.3688 | 780.2011 | 744.8323 | 245.276 | 0 | 0 | 382.6192 | 780.2011 | 744.8323 | 209.9073 | 35.3688 | 0 | 0 | 0 | 780.2011
|  |  | 34.1685 | 758.4932 | 724.3247 | 238.4516 | 0 | 0 | 382.6192 | 758.4932 | 724.3247 | 204.2831 | 34.1685 | 0 | 0 | 0 | 758.4932
|  |  | 35.1159 | 685.84 | 650.7241 | 215.6112 | 0 | 0 | 382.6192 | 685.84 | 650.7241 | 63.3198 | 35.1159 | 117.1756 | 0 | 105.458 | 685.84
|  |  | 40.4938 | 572.6548 | 532.1609 | 180.0286 | 0 | 0 | 382.6192 | 572.6548 | 532.1609 | 0 | 40.4938 | 139.5348 | 0 | 231.0393 | 572.6548
|  |  | 46.2897 | 415.9737 | 369.6841 | 130.7719 | 0 | 0 | 382.6192 | 415.9737 | 369.6841 | 0 | 46.2897 | 84.4822 | 0 | 307.0733 | 415.9737
|  |  | 46.7678 | 227.6521 | 180.8843 | 71.5682 | 0 | 0 | 382.6192 | 227.6521 | 180.8843 | 0 | 46.7678 | 24.8005 | 0 | 329.3937 | 227.6521
|  |  | 41.1187 | 3.0439 | -38.0748 | 0.95693 | 0 | 38.0748 | 340.3139 | 3.0439 | 0 | 0 | 0.95693 | 0 | 40.1618 | 284.7696 | 3.0439
|  |  | 30.6708 | 0 | -30.6708 | 0 | 0 | 30.6708 | 306.2353 | 0 | 0 | 0 | 0 | 0 | 30.6708 | 250.691 | 0
|  |  | 23.3615 | 0 | -23.3615 | 0 | 0 | 23.3615 | 280.2781 | 0 | 0 | 0 | 0 | 0 | 23.3615 | 224.7337 | 0
|  |  | 23.6941 | 0 | -23.6941 | 0 | 0 | 23.6941 | 253.9513 | 0 | 0 | 0 | 0 | 0 | 23.6941 | 198.4069 | 0
|  |  | 24.2768 | 0 | -24.2768 | 0 | 0 | 24.2768 | 226.977 | 0 | 0 | 0 | 0 | 0 | 24.2768 | 171.4326 | 0
|  |  | 24.5562 | 0 | -24.5562 | 0 | 0 | 24.5562 | 199.6924 | 0 | 0 | 0 | 0 | 0 | 24.5562 | 144.148 | 0
|  |  | 24.0861 | 0 | -24.0861 | 0 | 0 | 24.0861 | 172.93 | 0 | 0 | 0 | 0 | 0 | 24.0861 | 117.3857 | 0
|  |  | 22.6294 | 0 | -22.6294 | 0 | 0 | 22.6294 | 147.7863 | 0 | 0 | 0 | 0 | 0 | 22.6294 | 92.2419 | 0
|  |  | 20.8758 | 0 | -20.8758 | 0 | 0 | 20.8758 | 124.591 | 0 | 0 | 0 | 0 | 0 | 20.8758 | 69.0466 | 0
|  |  | 18.9345 | 0 | -18.9345 | 0 | 0 | 18.9345 | 103.5526 | 0 | 0 | 0 | 0 | 0 | 18.9345 | 48.0083 | 0
|  |  | 15.4144 | 0 | -15.4144 | 0 | 0 | 15.4144 | 86.4255 | 0 | 0 | 0 | 0 | 0 | 15.4144 | 30.8811 | 0
|  |  | 11.7376 | 0 | -11.7376 | 0 | 0 | 11.7376 | 73.3837 | 0 | 0 | 0 | 0 | 0 | 11.7376 | 17.8393 | 0
|  |  | 16.1057 | 0.16021 | -15.9455 | 0.050365 | 0 | 15.9455 | 55.6664 | 0.16021 | 0 | 0 | 0.050365 | 0 | 16.0554 | 0 | 0.16021
|  |  | 19.9504 | 212.6729 | 192.7225 | 66.8591 | 192.7225 | 0 | 229.1167 | 19.9504 | 0 | 46.9088 | 19.9504 | 0 | 0 | 0 | 19.9504
|  |  | 26.3005 | 414.3717 | 388.0712 | 130.2683 | 170.5584 | 0 | 382.6192 | 243.8133 | 217.5127 | 103.9678 | 26.3005 | 0 | 0 | 0 | 243.8133
|  |  | 31.0713 | 585.7115 | 554.6402 | 184.1333 | 0 | 0 | 382.6192 | 585.7115 | 554.6402 | 153.062 | 31.0713 | 0 | 0 | 0 | 585.7115
|  |  | 33.2435 | 710.3515 | 677.1079 | 223.317 | 0 | 0 | 382.6192 | 710.3515 | 677.1079 | 190.0735 | 33.2435 | 0 | 0 | 0 | 710.3515
|  |  | 33.9264 | 785.0874 | 751.1609 | 246.8122 | 0 | 0 | 382.6192 | 785.0874 | 751.1609 | 212.8857 | 33.9264 | 0 | 0 | 0 | 785.0874
|  |  | 35.3688 | 811.8417 | 776.4729 | 255.2231 | 0 | 0 | 382.6192 | 811.8417 | 776.4729 | 219.8543 | 35.3688 | 0 | 0 | 0 | 811.8417
|  |  | 34.1685 | 790.8548 | 756.6862 | 248.6253 | 0 | 0 | 382.6192 | 790.8548 | 756.6862 | 214.4568 | 34.1685 | 0 | 0 | 0 | 790.8548
|  |  | 35.1159 | 718.2015 | 683.0856 | 225.7849 | 0 | 0 | 382.6192 | 718.2015 | 683.0856 | 89.4398 | 35.1159 | 101.2293 | 0 | 91.1063 | 718.2015
|  |  | 40.4938 | 596.1249 | 555.6311 | 187.407 | 0 | 0 | 382.6192 | 596.1249 | 555.6311 | 0 | 40.4938 | 146.9132 | 0 | 223.3282 | 596.1249
|  |  | 46.2897 | 431.9943 | 385.7046 | 135.8084 | 0 | 0 | 382.6192 | 431.9943 | 385.7046 | 0 | 46.2897 | 89.5187 | 0 | 303.895 | 431.9943
|  |  | 46.7678 | 238.7864 | 192.0186 | 75.0686 | 0 | 0 | 382.6192 | 238.7864 | 192.0186 | 0 | 46.7678 | 28.3008 | 0 | 329.3658 | 238.7864
|  |  | 41.1187 | 3.124 | -37.9947 | 0.98211 | 0 | 37.9947 | 340.4029 | 3.124 | 0 | 0 | 0.98211 | 0 | 40.1366 | 284.7696 | 3.124
|  |  | 30.6708 | 0 | -30.6708 | 0 | 0 | 30.6708 | 306.3243 | 0 | 0 | 0 | 0 | 0 | 30.6708 | 250.691 | 0
|  |  | 23.3615 | 0 | -23.3615 | 0 | 0 | 23.3615 | 280.3671 | 0 | 0 | 0 | 0 | 0 | 23.3615 | 224.7337 | 0
|  |  | 23.6941 | 0 | -23.6941 | 0 | 0 | 23.6941 | 254.0403 | 0 | 0 | 0 | 0 | 0 | 23.6941 | 198.4069 | 0
|  |  | 24.2768 | 0 | -24.2768 | 0 | 0 | 24.2768 | 227.066 | 0 | 0 | 0 | 0 | 0 | 24.2768 | 171.4326 | 0
|  |  | 24.5562 | 0 | -24.5562 | 0 | 0 | 24.5562 | 199.7814 | 0 | 0 | 0 | 0 | 0 | 24.5562 | 144.148 | 0
|  |  | 24.0861 | 0 | -24.0861 | 0 | 0 | 24.0861 | 173.0191 | 0 | 0 | 0 | 0 | 0 | 24.0861 | 117.3857 | 0
|  |  | 22.6294 | 0 | -22.6294 | 0 | 0 | 22.6294 | 147.8753 | 0 | 0 | 0 | 0 | 0 | 22.6294 | 92.2419 | 0
|  |  | 20.8758 | 0 | -20.8758 | 0 | 0 | 20.8758 | 124.68 | 0 | 0 | 0 | 0 | 0 | 20.8758 | 69.0466 | 0
|  |  | 18.9345 | 0 | -18.9345 | 0 | 0 | 18.9345 | 103.6416 | 0 | 0 | 0 | 0 | 0 | 18.9345 | 48.0083 | 0
|  |  | 15.4144 | 0 | -15.4144 | 0 | 0 | 15.4144 | 86.5145 | 0 | 0 | 0 | 0 | 0 | 15.4144 | 30.8811 | 0
|  |  | 11.7376 | 0 | -11.7376 | 0 | 0 | 11.7376 | 73.4727 | 0 | 0 | 0 | 0 | 0 | 11.7376 | 17.8393 | 0
|  |  | 16.1057 | 0.16021 | -15.9455 | 0.050365 | 0 | 15.9455 | 55.7554 | 0.16021 | 0 | 0 | 0.050365 | 0 | 16.0554 | 0 | 0.16021
|  |  | 19.9504 | 189.1227 | 169.1723 | 59.4555 | 169.1723 | 0 | 208.0105 | 19.9504 | 0 | 39.5051 | 19.9504 | 0 | 0 | 0 | 19.9504
|  |  | 26.3005 | 382.1704 | 355.8698 | 120.145 | 194.0097 | 0 | 382.6192 | 188.1606 | 161.8601 | 93.8445 | 26.3005 | 0 | 0 | 0 | 188.1606
|  |  | 31.0713 | 546.9418 | 515.8705 | 171.9451 | 0 | 0 | 382.6192 | 546.9418 | 515.8705 | 140.8738 | 31.0713 | 0 | 0 | 0 | 546.9418
|  |  | 33.2435 | 674.8659 | 641.6224 | 212.1613 | 0 | 0 | 382.6192 | 674.8659 | 641.6224 | 178.9177 | 33.2435 | 0 | 0 | 0 | 674.8659
|  |  | 33.9264 | 750.0023 | 716.0759 | 235.7823 | 0 | 0 | 382.6192 | 750.0023 | 716.0759 | 201.8559 | 33.9264 | 0 | 0 | 0 | 750.0023
|  |  | 35.3688 | 780.5215 | 745.1527 | 245.3768 | 0 | 0 | 382.6192 | 780.5215 | 745.1527 | 210.008 | 35.3688 | 0 | 0 | 0 | 780.5215
|  |  | 34.1685 | 762.0979 | 727.9293 | 239.5848 | 0 | 0 | 382.6192 | 762.0979 | 727.9293 | 205.4163 | 34.1685 | 0 | 0 | 0 | 762.0979
|  |  | 35.1159 | 692.7288 | 657.6129 | 217.7769 | 0 | 0 | 382.6192 | 692.7288 | 657.6129 | 60.6949 | 35.1159 | 121.9661 | 0 | 109.7695 | 692.7288
|  |  | 40.4938 | 573.1354 | 532.6416 | 180.1797 | 0 | 0 | 382.6192 | 573.1354 | 532.6416 | 0 | 40.4938 | 139.6858 | 0 | 235.4868 | 573.1354
|  |  | 46.2897 | 409.0849 | 362.7952 | 128.6062 | 0 | 0 | 382.6192 | 409.0849 | 362.7952 | 0 | 46.2897 | 82.3166 | 0 | 309.5717 | 409.0849
|  |  | 46.7678 | 218.9209 | 172.1531 | 68.8234 | 0 | 0 | 382.6192 | 218.9209 | 172.1531 | 0 | 46.7678 | 22.0556 | 0 | 329.4217 | 218.9209
|  |  | 41.1187 | 2.8837 | -38.235 | 0.90656 | 0 | 38.235 | 340.1359 | 2.8837 | 0 | 0 | 0.90656 | 0 | 40.2121 | 284.7416 | 2.8837
|  |  | 30.6708 | 0 | -30.6708 | 0 | 0 | 30.6708 | 306.0573 | 0 | 0 | 0 | 0 | 0 | 30.6708 | 250.663 | 0
|  |  | 23.3615 | 0 | -23.3615 | 0 | 0 | 23.3615 | 280.1001 | 0 | 0 | 0 | 0 | 0 | 23.3615 | 224.7057 | 0
|  |  | 23.6941 | 0 | -23.6941 | 0 | 0 | 23.6941 | 253.7732 | 0 | 0 | 0 | 0 | 0 | 23.6941 | 198.3789 | 0
|  |  | 24.2768 | 0 | -24.2768 | 0 | 0 | 24.2768 | 226.799 | 0 | 0 | 0 | 0 | 0 | 24.2768 | 171.4046 | 0
|  |  | 24.5562 | 0 | -24.5562 | 0 | 0 | 24.5562 | 199.5144 | 0 | 0 | 0 | 0 | 0 | 24.5562 | 144.12 | 0
|  |  | 24.0861 | 0 | -24.0861 | 0 | 0 | 24.0861 | 172.752 | 0 | 0 | 0 | 0 | 0 | 24.0861 | 117.3577 | 0
|  |  | 22.6294 | 0 | -22.6294 | 0 | 0 | 22.6294 | 147.6083 | 0 | 0 | 0 | 0 | 0 | 22.6294 | 92.2139 | 0
|  |  | 20.8758 | 0 | -20.8758 | 0 | 0 | 20.8758 | 124.413 | 0 | 0 | 0 | 0 | 0 | 20.8758 | 69.0186 | 0
|  |  | 18.9345 | 0 | -18.9345 | 0 | 0 | 18.9345 | 103.3746 | 0 | 0 | 0 | 0 | 0 | 18.9345 | 47.9803 | 0
|  |  | 15.4144 | 0 | -15.4144 | 0 | 0 | 15.4144 | 86.2475 | 0 | 0 | 0 | 0 | 0 | 15.4144 | 30.8531 | 0
|  |  | 11.7376 | 0 | -11.7376 | 0 | 0 | 11.7376 | 73.2057 | 0 | 0 | 0 | 0 | 0 | 11.7376 | 17.8113 | 0
|  |  | 16.1057 | 0.24031 | -15.8654 | 0.075547 | 0 | 15.8654 | 55.5774 | 0.24031 | 0 | 0 | 0.075547 | 0 | 16.0302 | 0 | 0.24031
|  |  | 19.9504 | 238.9466 | 218.9962 | 75.1189 | 218.9962 | 0 | 252.674 | 19.9504 | 0 | 55.1686 | 19.9504 | 0 | 0 | 0 | 19.9504
|  |  | 26.3005 | 489.8285 | 463.528 | 153.99 | 144.3836 | 0 | 382.6192 | 345.4449 | 319.1444 | 127.6895 | 26.3005 | 0 | 0 | 0 | 345.4449
|  |  | 31.0713 | 696.2534 | 665.1821 | 218.885 | 0 | 0 | 382.6192 | 696.2534 | 665.1821 | 187.8137 | 31.0713 | 0 | 0 | 0 | 696.2534
|  |  | 33.2435 | 847.8078 | 814.5643 | 266.5299 | 0 | 0 | 382.6192 | 847.8078 | 814.5643 | 233.2864 | 33.2435 | 0 | 0 | 0 | 847.8078
|  |  | 33.9264 | 479.335 | 445.4086 | 150.6912 | 0 | 0 | 382.6192 | 479.335 | 445.4086 | 116.7647 | 33.9264 | 0 | 0 | 0 | 479.335
|  |  | 35.3688 | 481.2575 | 445.8887 | 151.2955 | 0 | 0 | 382.6192 | 481.2575 | 445.8887 | 16.8721 | 35.3688 | 99.0546 | 0 | 89.1492 | 481.2575
|  |  | 34.1685 | 460.9114 | 426.7429 | 144.8992 | 0 | 0 | 382.6192 | 460.9114 | 426.7429 | 0 | 34.1685 | 110.7307 | 0 | 188.8068 | 460.9114
|  |  | 35.1159 | 400.3537 | 365.2378 | 125.8614 | 0 | 0 | 382.6192 | 400.3537 | 365.2378 | 0 | 35.1159 | 90.7455 | 0 | 270.4777 | 400.3537
|  |  | 40.4938 | 317.6876 | 277.1938 | 99.8732 | 0 | 0 | 382.6192 | 317.6876 | 277.1938 | 0 | 40.4938 | 59.3793 | 0 | 323.9191 | 317.6876
|  |  | 46.2897 | 214.2749 | 167.9853 | 67.3628 | 0 | 0 | 382.6192 | 214.2749 | 167.9853 | 0 | 46.2897 | 21.0731 | 0 | 342.8849 | 214.2749
|  |  | 46.7678 | 111.1827 | 64.4149 | 34.9531 | 0 | 0 | 382.6192 | 111.1827 | 64.4149 | 0 | 34.9531 | 0 | 11.8147 | 329.7575 | 111.1827
|  |  | 41.1187 | 1.9225 | -39.1962 | 0.60438 | 0 | 39.1962 | 339.0679 | 1.9225 | 0 | 0 | 0.60438 | 0 | 40.5143 | 284.7416 | 1.9225
|  |  | 30.6708 | 0 | -30.6708 | 0 | 0 | 30.6708 | 304.9893 | 0 | 0 | 0 | 0 | 0 | 30.6708 | 250.663 | 0
|  |  | 23.3615 | 0 | -23.3615 | 0 | 0 | 23.3615 | 279.032 | 0 | 0 | 0 | 0 | 0 | 23.3615 | 224.7057 | 0
|  |  | 23.6941 | 0 | -23.6941 | 0 | 0 | 23.6941 | 252.7052 | 0 | 0 | 0 | 0 | 0 | 23.6941 | 198.3789 | 0
|  |  | 24.2768 | 0 | -24.2768 | 0 | 0 | 24.2768 | 225.7309 | 0 | 0 | 0 | 0 | 0 | 24.2768 | 171.4046 | 0
|  |  | 24.5562 | 0 | -24.5562 | 0 | 0 | 24.5562 | 198.4463 | 0 | 0 | 0 | 0 | 0 | 24.5562 | 144.12 | 0
|  |  | 24.0861 | 0 | -24.0861 | 0 | 0 | 24.0861 | 171.684 | 0 | 0 | 0 | 0 | 0 | 24.0861 | 117.3577 | 0
|  |  | 22.6294 | 0 | -22.6294 | 0 | 0 | 22.6294 | 146.5402 | 0 | 0 | 0 | 0 | 0 | 22.6294 | 92.2139 | 0
|  |  | 20.8758 | 0 | -20.8758 | 0 | 0 | 20.8758 | 123.3449 | 0 | 0 | 0 | 0 | 0 | 20.8758 | 69.0186 | 0
|  |  | 18.9345 | 0 | -18.9345 | 0 | 0 | 18.9345 | 102.3066 | 0 | 0 | 0 | 0 | 0 | 18.9345 | 47.9803 | 0
|  |  | 15.4144 | 0 | -15.4144 | 0 | 0 | 15.4144 | 85.1795 | 0 | 0 | 0 | 0 | 0 | 15.4144 | 30.8531 | 0
|  |  | 11.7376 | 0 | -11.7376 | 0 | 0 | 11.7376 | 72.1376 | 0 | 0 | 0 | 0 | 0 | 11.7376 | 17.8113 | 0
|  |  | 16.1057 | 0.24031 | -15.8654 | 0.075547 | 0 | 15.8654 | 54.5094 | 0.24031 | 0 | 0 | 0.075547 | 0 | 16.0302 | 0 | 0.24031
|  |  | 19.9504 | 231.8975 | 211.9472 | 72.9029 | 211.9472 | 0 | 245.2618 | 19.9504 | 0 | 52.9525 | 19.9504 | 0 | 0 | 0 | 19.9504
|  |  | 26.3005 | 462.8339 | 436.5333 | 145.5036 | 152.6193 | 0 | 382.6192 | 310.2145 | 283.914 | 119.2031 | 26.3005 | 0 | 0 | 0 | 310.2145
|  |  | 31.0713 | 659.0857 | 628.0144 | 207.2003 | 0 | 0 | 382.6192 | 659.0857 | 628.0144 | 176.1291 | 31.0713 | 0 | 0 | 0 | 659.0857
|  |  | 33.2435 | 806.1544 | 772.9108 | 253.4351 | 0 | 0 | 382.6192 | 806.1544 | 772.9108 | 220.1916 | 33.2435 | 0 | 0 | 0 | 806.1544
|  |  | 33.9264 | 900.8359 | 866.9094 | 283.2007 | 0 | 0 | 382.6192 | 900.8359 | 866.9094 | 249.2742 | 33.9264 | 0 | 0 | 0 | 900.8359
|  |  | 35.3688 | 933.4377 | 898.0689 | 293.4499 | 0 | 0 | 382.6192 | 933.4377 | 898.0689 | 258.0811 | 35.3688 | 0 | 0 | 0 | 933.4377
|  |  | 34.1685 | 905.1614 | 870.9929 | 284.5605 | 0 | 0 | 382.6192 | 905.1614 | 870.9929 | 250.392 | 34.1685 | 0 | 0 | 0 | 905.1614
|  |  | 35.1159 | 819.4514 | 784.3355 | 257.6154 | 0 | 0 | 382.6192 | 819.4514 | 784.3355 | 148.9124 | 35.1159 | 73.5871 | 0 | 66.2284 | 819.4514
|  |  | 40.4938 | 677.3491 | 636.8553 | 212.9419 | 0 | 0 | 382.6192 | 677.3491 | 636.8553 | 0 | 40.4938 | 172.4481 | 0 | 221.4317 | 677.3491
|  |  | 46.2897 | 487.8259 | 441.5363 | 153.3605 | 0 | 0 | 382.6192 | 487.8259 | 441.5363 | 0 | 46.2897 | 107.0708 | 0 | 317.7954 | 487.8259
|  |  | 46.7678 | 264.7397 | 217.9719 | 83.2277 | 0 | 0 | 382.6192 | 264.7397 | 217.9719 | 0 | 46.7678 | 36.4599 | 0 | 350.6093 | 264.7397
|  |  | 41.1187 | 2.0026 | -39.1161 | 0.62956 | 0 | 39.1161 | 339.1569 | 2.0026 | 0 | 0 | 0.62956 | 0 | 40.4891 | 305.6214 | 2.0026
|  |  | 30.6708 | 0 | -30.6708 | 0 | 0 | 30.6708 | 305.0783 | 0 | 0 | 0 | 0 | 0 | 30.6708 | 271.5428 | 0
|  |  | 23.3615 | 0 | -23.3615 | 0 | 0 | 23.3615 | 279.121 | 0 | 0 | 0 | 0 | 0 | 23.3615 | 245.5855 | 0
|  |  | 23.6941 | 0 | -23.6941 | 0 | 0 | 23.6941 | 252.7942 | 0 | 0 | 0 | 0 | 0 | 23.6941 | 219.2587 | 0
|  |  | 24.2768 | 0 | -24.2768 | 0 | 0 | 24.2768 | 225.8199 | 0 | 0 | 0 | 0 | 0 | 24.2768 | 192.2844 | 0
|  |  | 24.5562 | 0 | -24.5562 | 0 | 0 | 24.5562 | 198.5353 | 0 | 0 | 0 | 0 | 0 | 24.5562 | 164.9998 | 0
|  |  | 30.2465 | 0 | -30.2465 | 0 | 0 | 30.2465 | 164.9281 | 0 | 0 | 0 | 0 | 0 | 30.2465 | 131.3927 | 0
|  |  | 28.1491 | 0 | -28.1491 | 0 | 0 | 28.1491 | 133.6514 | 0 | 0 | 0 | 0 | 0 | 28.1491 | 100.1159 | 0
|  |  | 25.2107 | 0 | -25.2107 | 0 | 0 | 25.2107 | 105.6395 | 0 | 0 | 0 | 0 | 0 | 25.2107 | 72.104 | 0
|  |  | 21.4417 | 0 | -21.4417 | 0 | 0 | 21.4417 | 81.8154 | 0 | 0 | 0 | 0 | 0 | 21.4417 | 48.2799 | 0
|  |  | 17.5188 | 0 | -17.5188 | 0 | 0 | 17.5188 | 62.35 | 0 | 0 | 0 | 0 | 0 | 17.5188 | 28.8145 | 0
|  |  | 14.3414 | 0 | -14.3414 | 0 | 0 | 14.3414 | 46.4152 | 0 | 0 | 0 | 0 | 0 | 14.3414 | 12.8797 | 0
|  |  | 11.6673 | 0.24031 | -11.427 | 0.075547 | 0 | 11.427 | 33.7186 | 0.24031 | 0 | 0 | 0.075547 | 0 | 11.5917 | 0 | 0.24031
|  |  | 9.167 | 231.1766 | 222.0097 | 72.6763 | 222.0097 | 0 | 233.5273 | 9.167 | 0 | 63.5093 | 9.167 | 0 | 0 | 0 | 9.167
|  |  | 7.1962 | 458.4282 | 451.232 | 144.1186 | 165.6578 | 0 | 382.6192 | 292.7704 | 285.5742 | 136.9223 | 7.1962 | 0 | 0 | 0 | 292.7704
|  |  | 6.03 | 650.5948 | 644.5648 | 204.531 | 0 | 0 | 382.6192 | 650.5948 | 644.5648 | 198.501 | 6.03 | 0 | 0 | 0 | 650.5948
|  |  | 6.0645 | 794.2191 | 788.1546 | 249.683 | 0 | 0 | 382.6192 | 794.2191 | 788.1546 | 243.6185 | 6.0645 | 0 | 0 | 0 | 794.2191
|  |  | 6.9622 | 884.9755 | 878.0133 | 278.2146 | 0 | 0 | 382.6192 | 884.9755 | 878.0133 | 271.2524 | 6.9622 | 0 | 0 | 0 | 884.9755
|  |  | 9.2104 | 917.6575 | 908.447 | 288.489 | 0 | 0 | 382.6192 | 917.6575 | 908.447 | 279.2785 | 9.2104 | 0 | 0 | 0 | 917.6575
|  |  | 12.2202 | 890.5026 | 878.2824 | 279.9521 | 0 | 0 | 382.6192 | 890.5026 | 878.2824 | 267.7319 | 12.2202 | 0 | 0 | 0 | 890.5026
|  |  | 15.3949 | 805.3534 | 789.9584 | 253.1833 | 0 | 0 | 382.6192 | 805.3534 | 789.9584 | 191.2972 | 15.3949 | 46.4912 | 0 | 41.842 | 805.3534
|  |  | 18.6761 | 667.4164 | 648.7403 | 209.8193 | 0 | 0 | 382.6192 | 667.4164 | 648.7403 | 0 | 18.6761 | 191.1432 | 0 | 213.8709 | 667.4164
|  |  | 22.1391 | 481.4978 | 459.3587 | 151.3711 | 0 | 0 | 382.6192 | 481.4978 | 459.3587 | 0 | 22.1391 | 129.232 | 0 | 330.1797 | 481.4978
|  |  | 26.0591 | 264.0989 | 238.0397 | 83.0262 | 0 | 0 | 382.6192 | 264.0989 | 238.0397 | 0 | 26.0591 | 56.9671 | 0 | 381.4501 | 264.0989
|  |  | 29.8278 | 2.4832 | -27.3446 | 0.78065 | 0 | 27.3446 | 352.2363 | 2.4832 | 0 | 0 | 0.78065 | 0 | 29.0472 | 349.1754 | 2.4832
|  |  | 32.3465 | 0 | -32.3465 | 0 | 0 | 32.3465 | 316.2958 | 0 | 0 | 0 | 0 | 0 | 32.3465 | 313.2349 | 0
|  |  | 33.6507 | 0 | -33.6507 | 0 | 0 | 33.6507 | 278.9061 | 0 | 0 | 0 | 0 | 0 | 33.6507 | 275.8452 | 0
|  |  | 34.0882 | 0 | -34.0882 | 0 | 0 | 34.0882 | 241.0303 | 0 | 0 | 0 | 0 | 0 | 34.0882 | 237.9694 | 0
|  |  | 33.501 | 0 | -33.501 | 0 | 0 | 33.501 | 203.807 | 0 | 0 | 0 | 0 | 0 | 33.501 | 200.7461 | 0
|  |  | 32.1465 | 0 | -32.1465 | 0 | 0 | 32.1465 | 168.0887 | 0 | 0 | 0 | 0 | 0 | 32.1465 | 165.0278 | 0
|  |  | 30.2465 | 0 | -30.2465 | 0 | 0 | 30.2465 | 134.4815 | 0 | 0 | 0 | 0 | 0 | 30.2465 | 131.4206 | 0
|  |  | 28.1491 | 0 | -28.1491 | 0 | 0 | 28.1491 | 103.2047 | 0 | 0 | 0 | 0 | 0 | 28.1491 | 100.1438 | 0
|  |  | 25.2107 | 0 | -25.2107 | 0 | 0 | 25.2107 | 75.1928 | 0 | 0 | 0 | 0 | 0 | 25.2107 | 72.132 | 0
|  |  | 21.4417 | 0 | -21.4417 | 0 | 0 | 21.4417 | 51.3688 | 0 | 0 | 0 | 0 | 0 | 21.4417 | 48.3079 | 0
|  |  | 17.5188 | 0 | -17.5188 | 0 | 0 | 17.5188 | 31.9034 | 0 | 0 | 0 | 0 | 0 | 17.5188 | 28.8425 | 0
|  |  | 14.3414 | 0 | -14.3414 | 0 | 0 | 14.3414 | 15.9685 | 0 | 0 | 0 | 0 | 0 | 14.3414 | 12.9077 | 0
|  |  | 11.6673 | 0.16021 | -11.5071 | 0.050365 | 0 | 11.5071 | 3.1829 | 0.16021 | 0 | 0 | 0.050365 | 0 | 11.6169 | 0 | 0.16021
|  |  | 9.167 | 115.5082 | 106.3412 | 36.3129 | 106.3412 | 0 | 98.8901 | 9.167 | 0 | 27.146 | 9.167 | 0 | 0 | 0 | 9.167
|  |  | 7.1962 | 248.3987 | 241.2025 | 78.0905 | 241.2025 | 0 | 315.9723 | 7.1962 | 0 | 70.8942 | 7.1962 | 0 | 0 | 0 | 7.1962
|  |  | 6.03 | 413.0099 | 406.9799 | 129.8402 | 74.0522 | 0 | 382.6192 | 338.9578 | 332.9278 | 123.8102 | 6.03 | 0 | 0 | 0 | 338.9578
|  |  | 6.0645 | 510.5751 | 504.5107 | 160.5123 | 0 | 0 | 382.6192 | 510.5751 | 504.5107 | 154.4478 | 6.0645 | 0 | 0 | 0 | 510.5751
|  |  | 6.9622 | 549.2648 | 542.3026 | 172.6753 | 0 | 0 | 382.6192 | 549.2648 | 542.3026 | 165.7131 | 6.9622 | 0 | 0 | 0 | 549.2648
|  |  | 9.2104 | 574.7375 | 565.527 | 180.6833 | 0 | 0 | 382.6192 | 574.7375 | 565.527 | 171.4729 | 9.2104 | 0 | 0 | 0 | 574.7375
|  |  | 12.2202 | 550.0658 | 537.8456 | 172.9272 | 0 | 0 | 382.6192 | 550.0658 | 537.8456 | 68.2402 | 12.2202 | 92.4668 | 0 | 83.2201 | 550.0658
|  |  | 15.3949 | 477.8131 | 462.4182 | 150.2127 | 0 | 0 | 382.6192 | 477.8131 | 462.4182 | 0 | 15.3949 | 134.8178 | 0 | 204.5561 | 477.8131
|  |  | 18.6761 | 384.1729 | 365.4968 | 120.7745 | 0 | 0 | 382.6192 | 384.1729 | 365.4968 | 0 | 18.6761 | 102.0984 | 0 | 296.4447 | 384.1729
|  |  | 22.1391 | 253.9258 | 231.7867 | 79.828 | 0 | 0 | 382.6192 | 253.9258 | 231.7867 | 0 | 22.1391 | 57.6889 | 0 | 348.3647 | 253.9258
|  |  | 26.0591 | 126.7226 | 100.6635 | 39.8385 | 0 | 0 | 382.6192 | 126.7226 | 100.6635 | 0 | 26.0591 | 13.7793 | 0 | 360.7661 | 126.7226
|  |  | 29.8278 | 2.0026 | -27.8253 | 0.62956 | 0 | 27.8253 | 351.7023 | 2.0026 | 0 | 0 | 0.62956 | 0 | 29.1983 | 328.3236 | 2.0026
|  |  | 32.3465 | 0 | -32.3465 | 0 | 0 | 32.3465 | 315.7618 | 0 | 0 | 0 | 0 | 0 | 32.3465 | 292.3831 | 0
|  |  | 33.6507 | 0 | -33.6507 | 0 | 0 | 33.6507 | 278.3721 | 0 | 0 | 0 | 0 | 0 | 33.6507 | 254.9934 | 0
|  |  | 34.0882 | 0 | -34.0882 | 0 | 0 | 34.0882 | 240.4963 | 0 | 0 | 0 | 0 | 0 | 34.0882 | 217.1176 | 0
|  |  | 33.501 | 0 | -33.501 | 0 | 0 | 33.501 | 203.273 | 0 | 0 | 0 | 0 | 0 | 33.501 | 179.8943 | 0
|  |  | 32.1465 | 0 | -32.1465 | 0 | 0 | 32.1465 | 167.5547 | 0 | 0 | 0 | 0 | 0 | 32.1465 | 144.176 | 0
|  |  | 24.0861 | 0 | -24.0861 | 0 | 0 | 24.0861 | 140.7924 | 0 | 0 | 0 | 0 | 0 | 24.0861 | 117.4137 | 0
|  |  | 22.6294 | 0 | -22.6294 | 0 | 0 | 22.6294 | 115.6486 | 0 | 0 | 0 | 0 | 0 | 22.6294 | 92.2699 | 0
|  |  | 20.8758 | 0 | -20.8758 | 0 | 0 | 20.8758 | 92.4533 | 0 | 0 | 0 | 0 | 0 | 20.8758 | 69.0746 | 0
|  |  | 18.9345 | 0 | -18.9345 | 0 | 0 | 18.9345 | 71.415 | 0 | 0 | 0 | 0 | 0 | 18.9345 | 48.0362 | 0
|  |  | 15.4144 | 0 | -15.4144 | 0 | 0 | 15.4144 | 54.2878 | 0 | 0 | 0 | 0 | 0 | 15.4144 | 30.9091 | 0
|  |  | 11.7376 | 0 | -11.7376 | 0 | 0 | 11.7376 | 41.246 | 0 | 0 | 0 | 0 | 0 | 11.7376 | 17.8673 | 0
|  |  | 16.1057 | 0.080103 | -16.0256 | 0.025182 | 0 | 16.0256 | 23.4397 | 0.080103 | 0 | 0 | 0.025182 | 0 | 16.0806 | 0 | 0.080103
|  |  | 19.9504 | 133.6915 | 113.7412 | 42.0293 | 113.7412 | 0 | 125.8068 | 19.9504 | 0 | 22.079 | 19.9504 | 0 | 0 | 0 | 19.9504
|  |  | 26.3005 | 282.7628 | 256.4623 | 88.8937 | 256.4623 | 0 | 356.6228 | 26.3005 | 0 | 62.5932 | 26.3005 | 0 | 0 | 0 | 26.3005
|  |  | 31.0713 | 461.5522 | 430.4809 | 145.1007 | 28.8849 | 0 | 382.6192 | 432.6673 | 401.596 | 114.0294 | 31.0713 | 0 | 0 | 0 | 432.6673
|  |  | 33.2435 | 622.3185 | 589.075 | 195.6416 | 0 | 0 | 382.6192 | 622.3185 | 589.075 | 162.3981 | 33.2435 | 0 | 0 | 0 | 622.3185
|  |  | 33.9264 | 661.4087 | 627.4822 | 207.9306 | 0 | 0 | 382.6192 | 661.4087 | 627.4822 | 174.0042 | 33.9264 | 0 | 0 | 0 | 661.4087
|  |  | 35.3688 | 666.4551 | 631.0864 | 209.5171 | 0 | 0 | 382.6192 | 666.4551 | 631.0864 | 174.1483 | 35.3688 | 0 | 0 | 0 | 666.4551
|  |  | 34.1685 | 597.6468 | 563.4783 | 187.8855 | 0 | 0 | 382.6192 | 597.6468 | 563.4783 | 100.5323 | 34.1685 | 53.1847 | 0 | 47.8662 | 597.6468
|  |  | 35.1159 | 547.903 | 512.7871 | 172.2472 | 0 | 0 | 382.6192 | 547.903 | 512.7871 | 0 | 35.1159 | 137.1313 | 0 | 171.2844 | 547.903
|  |  | 40.4938 | 465.7176 | 425.2237 | 146.4102 | 0 | 0 | 382.6192 | 465.7176 | 425.2237 | 0 | 40.4938 | 105.9163 | 0 | 266.6091 | 465.7176
|  |  | 46.2897 | 320.1708 | 273.8811 | 100.6538 | 0 | 0 | 382.6192 | 320.1708 | 273.8811 | 0 | 46.2897 | 54.3642 | 0 | 315.5368 | 320.1708
|  |  | 46.7678 | 194.9702 | 148.2024 | 61.2938 | 0 | 0 | 382.6192 | 194.9702 | 148.2024 | 0 | 46.7678 | 14.5261 | 0 | 328.6103 | 194.9702
|  |  | 41.1187 | 5.2868 | -35.8319 | 1.662 | 0 | 35.8319 | 342.806 | 5.2868 | 0 | 0 | 1.662 | 0 | 39.4566 | 284.7696 | 5.2868
|  |  | 30.6708 | 0 | -30.6708 | 0 | 0 | 30.6708 | 308.7274 | 0 | 0 | 0 | 0 | 0 | 30.6708 | 250.691 | 0
|  |  | 23.3615 | 0 | -23.3615 | 0 | 0 | 23.3615 | 282.7701 | 0 | 0 | 0 | 0 | 0 | 23.3615 | 224.7337 | 0
|  |  | 23.6941 | 0 | -23.6941 | 0 | 0 | 23.6941 | 256.4433 | 0 | 0 | 0 | 0 | 0 | 23.6941 | 198.4069 | 0
|  |  | 24.2768 | 0 | -24.2768 | 0 | 0 | 24.2768 | 229.4691 | 0 | 0 | 0 | 0 | 0 | 24.2768 | 171.4326 | 0
|  |  | 24.5562 | 0 | -24.5562 | 0 | 0 | 24.5562 | 202.1844 | 0 | 0 | 0 | 0 | 0 | 24.5562 | 144.148 | 0
|  |  | 24.0861 | 0 | -24.0861 | 0 | 0 | 24.0861 | 175.4221 | 0 | 0 | 0 | 0 | 0 | 24.0861 | 117.3857 | 0
|  |  | 22.6294 | 0 | -22.6294 | 0 | 0 | 22.6294 | 150.2784 | 0 | 0 | 0 | 0 | 0 | 22.6294 | 92.2419 | 0
|  |  | 20.8758 | 0 | -20.8758 | 0 | 0 | 20.8758 | 127.0831 | 0 | 0 | 0 | 0 | 0 | 20.8758 | 69.0466 | 0
|  |  | 18.9345 | 0 | -18.9345 | 0 | 0 | 18.9345 | 106.0447 | 0 | 0 | 0 | 0 | 0 | 18.9345 | 48.0083 | 0
|  |  | 15.4144 | 0 | -15.4144 | 0 | 0 | 15.4144 | 88.9176 | 0 | 0 | 0 | 0 | 0 | 15.4144 | 30.8811 | 0
|  |  | 11.7376 | 0 | -11.7376 | 0 | 0 | 11.7376 | 75.8758 | 0 | 0 | 0 | 0 | 0 | 11.7376 | 17.8393 | 0
|  |  | 16.1057 | 0.16021 | -15.9455 | 0.050365 | 0 | 15.9455 | 58.1585 | 0.16021 | 0 | 0 | 0.050365 | 0 | 16.0554 | 0 | 0.16021
|  |  | 19.9504 | 179.6705 | 159.7202 | 56.484 | 159.7202 | 0 | 201.9066 | 19.9504 | 0 | 36.5336 | 19.9504 | 0 | 0 | 0 | 19.9504
|  |  | 26.3005 | 370.5555 | 344.2549 | 116.4935 | 200.7918 | 0 | 382.6192 | 169.7637 | 143.4632 | 90.193 | 26.3005 | 0 | 0 | 0 | 169.7637
|  |  | 31.0713 | 527.0763 | 496.005 | 165.6998 | 0 | 0 | 382.6192 | 527.0763 | 496.005 | 134.6286 | 31.0713 | 0 | 0 | 0 | 527.0763
|  |  | 33.2435 | 657.4035 | 624.16 | 206.6715 | 0 | 0 | 382.6192 | 657.4035 | 624.16 | 173.428 | 33.2435 | 0 | 0 | 0 | 657.4035
|  |  | 33.9264 | 742.9533 | 709.0269 | 233.5663 | 0 | 0 | 382.6192 | 742.9533 | 709.0269 | 199.6398 | 33.9264 | 0 | 0 | 0 | 742.9533
|  |  | 35.3688 | 771.1495 | 735.7807 | 242.4304 | 0 | 0 | 382.6192 | 771.1495 | 735.7807 | 207.0617 | 35.3688 | 0 | 0 | 0 | 771.1495
|  |  | 34.1685 | 751.0437 | 716.8751 | 236.1097 | 0 | 0 | 382.6192 | 751.0437 | 716.8751 | 201.9411 | 34.1685 | 0 | 0 | 0 | 751.0437
|  |  | 35.1159 | 676.3078 | 641.1919 | 212.6145 | 0 | 0 | 382.6192 | 676.3078 | 641.1919 | 53.0158 | 35.1159 | 124.4828 | 0 | 112.0345 | 676.3078
|  |  | 40.4938 | 557.0347 | 516.5409 | 175.118 | 0 | 0 | 382.6192 | 557.0347 | 516.5409 | 0 | 40.4938 | 134.6242 | 0 | 233.1963 | 557.0347
|  |  | 46.2897 | 408.4441 | 362.1544 | 128.4048 | 0 | 0 | 382.6192 | 408.4441 | 362.1544 | 0 | 46.2897 | 82.1151 | 0 | 307.0999 | 408.4441
|  |  | 46.7678 | 228.0526 | 181.2848 | 71.6941 | 0 | 0 | 382.6192 | 228.0526 | 181.2848 | 0 | 46.7678 | 24.9264 | 0 | 329.5336 | 228.0526
|  |  | 41.1187 | 2.6434 | -38.4753 | 0.83102 | 0 | 38.4753 | 339.8689 | 2.6434 | 0 | 0 | 0.83102 | 0 | 40.2877 | 284.7696 | 2.6434
|  |  | 30.6708 | 0 | -30.6708 | 0 | 0 | 30.6708 | 305.7903 | 0 | 0 | 0 | 0 | 0 | 30.6708 | 250.691 | 0
|  |  | 23.3615 | 0 | -23.3615 | 0 | 0 | 23.3615 | 279.833 | 0 | 0 | 0 | 0 | 0 | 23.3615 | 224.7337 | 0
|  |  | 23.6941 | 0 | -23.6941 | 0 | 0 | 23.6941 | 253.5062 | 0 | 0 | 0 | 0 | 0 | 23.6941 | 198.4069 | 0
|  |  | 24.2768 | 0 | -24.2768 | 0 | 0 | 24.2768 | 226.532 | 0 | 0 | 0 | 0 | 0 | 24.2768 | 171.4326 | 0
|  |  | 24.5562 | 0 | -24.5562 | 0 | 0 | 24.5562 | 199.2473 | 0 | 0 | 0 | 0 | 0 | 24.5562 | 144.148 | 0
|  |  | 24.0861 | 0 | -24.0861 | 0 | 0 | 24.0861 | 172.485 | 0 | 0 | 0 | 0 | 0 | 24.0861 | 117.3857 | 0
|  |  | 22.6294 | 0 | -22.6294 | 0 | 0 | 22.6294 | 147.3413 | 0 | 0 | 0 | 0 | 0 | 22.6294 | 92.2419 | 0
|  |  | 20.8758 | 0 | -20.8758 | 0 | 0 | 20.8758 | 124.146 | 0 | 0 | 0 | 0 | 0 | 20.8758 | 69.0466 | 0
|  |  | 18.9345 | 0 | -18.9345 | 0 | 0 | 18.9345 | 103.1076 | 0 | 0 | 0 | 0 | 0 | 18.9345 | 48.0083 | 0
|  |  | 15.4144 | 0 | -15.4144 | 0 | 0 | 15.4144 | 85.9805 | 0 | 0 | 0 | 0 | 0 | 15.4144 | 30.8811 | 0
|  |  | 11.7376 | 0 | -11.7376 | 0 | 0 | 11.7376 | 72.9387 | 0 | 0 | 0 | 0 | 0 | 11.7376 | 17.8393 | 0
|  |  | 16.1057 | 0.16021 | -15.9455 | 0.050365 | 0 | 15.9455 | 55.2214 | 0.16021 | 0 | 0 | 0.050365 | 0 | 16.0554 | 0 | 0.16021
|  |  | 19.9504 | 198.0141 | 178.0637 | 62.2508 | 178.0637 | 0 | 215.4787 | 19.9504 | 0 | 42.3004 | 19.9504 | 0 | 0 | 0 | 19.9504
|  |  | 26.3005 | 391.3021 | 365.0016 | 123.0158 | 185.7117 | 0 | 382.6192 | 205.5904 | 179.2899 | 96.7152 | 26.3005 | 0 | 0 | 0 | 205.5904
|  |  | 31.0713 | 553.1097 | 522.0384 | 173.8841 | 0 | 0 | 382.6192 | 553.1097 | 522.0384 | 142.8128 | 31.0713 | 0 | 0 | 0 | 553.1097
|  |  | 33.2435 | 676.3879 | 643.1443 | 212.6397 | 0 | 0 | 382.6192 | 676.3879 | 643.1443 | 179.3962 | 33.2435 | 0 | 0 | 0 | 676.3879
|  |  | 33.9264 | 756.2504 | 722.3239 | 237.7465 | 0 | 0 | 382.6192 | 756.2504 | 722.3239 | 203.8201 | 33.9264 | 0 | 0 | 0 | 756.2504
|  |  | 35.3688 | 789.7333 | 754.3645 | 248.2727 | 0 | 0 | 382.6192 | 789.7333 | 754.3645 | 212.904 | 35.3688 | 0 | 0 | 0 | 789.7333
|  |  | 34.1685 | 772.7515 | 738.583 | 242.9341 | 0 | 0 | 382.6192 | 772.7515 | 738.583 | 208.7656 | 34.1685 | 0 | 0 | 0 | 772.7515
|  |  | 35.1159 | 697.535 | 662.4191 | 219.2879 | 0 | 0 | 382.6192 | 697.535 | 662.4191 | 86.4726 | 35.1159 | 97.6994 | 0 | 87.9294 | 697.535
|  |  | 40.4938 | 588.7554 | 548.2616 | 185.0902 | 0 | 0 | 382.6192 | 588.7554 | 548.2616 | 0 | 40.4938 | 144.5964 | 0 | 218.0662 | 588.7554
|  |  | 46.2897 | 441.3663 | 395.0766 | 138.7547 | 0 | 0 | 382.6192 | 441.3663 | 395.0766 | 0 | 46.2897 | 92.4651 | 0 | 301.2847 | 441.3663
|  |  | 46.7678 | 247.5176 | 200.7498 | 77.8134 | 0 | 0 | 382.6192 | 247.5176 | 200.7498 | 0 | 46.7678 | 31.0457 | 0 | 329.2259 | 247.5176
|  |  | 41.1187 | 3.5245 | -37.5942 | 1.108 | 0 | 37.5942 | 340.848 | 3.5245 | 0 | 0 | 1.108 | 0 | 40.0107 | 284.7696 | 3.5245
|  |  | 30.6708 | 0 | -30.6708 | 0 | 0 | 30.6708 | 306.7693 | 0 | 0 | 0 | 0 | 0 | 30.6708 | 250.691 | 0
|  |  | 23.3615 | 0 | -23.3615 | 0 | 0 | 23.3615 | 280.8121 | 0 | 0 | 0 | 0 | 0 | 23.3615 | 224.7337 | 0
|  |  | 23.6941 | 0 | -23.6941 | 0 | 0 | 23.6941 | 254.4853 | 0 | 0 | 0 | 0 | 0 | 23.6941 | 198.4069 | 0
|  |  | 24.2768 | 0 | -24.2768 | 0 | 0 | 24.2768 | 227.511 | 0 | 0 | 0 | 0 | 0 | 24.2768 | 171.4326 | 0
|  |  | 24.5562 | 0 | -24.5562 | 0 | 0 | 24.5562 | 200.2264 | 0 | 0 | 0 | 0 | 0 | 24.5562 | 144.148 | 0
|  |  | 24.0861 | 0 | -24.0861 | 0 | 0 | 24.0861 | 173.4641 | 0 | 0 | 0 | 0 | 0 | 24.0861 | 117.3857 | 0
|  |  | 22.6294 | 0 | -22.6294 | 0 | 0 | 22.6294 | 148.3203 | 0 | 0 | 0 | 0 | 0 | 22.6294 | 92.2419 | 0
|  |  | 20.8758 | 0 | -20.8758 | 0 | 0 | 20.8758 | 125.125 | 0 | 0 | 0 | 0 | 0 | 20.8758 | 69.0466 | 0
|  |  | 18.9345 | 0 | -18.9345 | 0 | 0 | 18.9345 | 104.0867 | 0 | 0 | 0 | 0 | 0 | 18.9345 | 48.0083 | 0
|  |  | 15.4144 | 0 | -15.4144 | 0 | 0 | 15.4144 | 86.9595 | 0 | 0 | 0 | 0 | 0 | 15.4144 | 30.8811 | 0
|  |  | 11.7376 | 0 | -11.7376 | 0 | 0 | 11.7376 | 73.9177 | 0 | 0 | 0 | 0 | 0 | 11.7376 | 17.8393 | 0
|  |  | 16.1057 | 0.16021 | -15.9455 | 0.050365 | 0 | 15.9455 | 56.2004 | 0.16021 | 0 | 0 | 0.050365 | 0 | 16.0554 | 0 | 0.16021
|  |  | 19.9504 | 213.7142 | 193.7638 | 67.1865 | 193.7638 | 0 | 230.5879 | 19.9504 | 0 | 47.2361 | 19.9504 | 0 | 0 | 0 | 19.9504
|  |  | 26.3005 | 423.183 | 396.8825 | 133.0383 | 168.9237 | 0 | 382.6192 | 254.2593 | 227.9587 | 106.7378 | 26.3005 | 0 | 0 | 0 | 254.2593
|  |  | 31.0713 | 601.9724 | 570.9011 | 189.2453 | 0 | 0 | 382.6192 | 601.9724 | 570.9011 | 158.174 | 31.0713 | 0 | 0 | 0 | 601.9724
|  |  | 33.2435 | 738.3073 | 705.0638 | 232.1057 | 0 | 0 | 382.6192 | 738.3073 | 705.0638 | 198.8621 | 33.2435 | 0 | 0 | 0 | 738.3073
|  |  | 33.9264 | 825.2989 | 791.3725 | 259.4537 | 0 | 0 | 382.6192 | 825.2989 | 791.3725 | 225.5273 | 33.9264 | 0 | 0 | 0 | 825.2989
|  |  | 35.3688 | 857.4202 | 822.0514 | 269.5518 | 0 | 0 | 382.6192 | 857.4202 | 822.0514 | 234.1831 | 35.3688 | 0 | 0 | 0 | 857.4202
|  |  | 34.1685 | 833.7898 | 799.6213 | 262.123 | 0 | 0 | 382.6192 | 833.7898 | 799.6213 | 227.9545 | 34.1685 | 0 | 0 | 0 | 833.7898
|  |  | 35.1159 | 759.2943 | 724.1784 | 238.7035 | 0 | 0 | 382.6192 | 759.2943 | 724.1784 | 128.3539 | 35.1159 | 75.2336 | 0 | 67.7102 | 759.2943
|  |  | 40.4938 | 631.3701 | 590.8763 | 198.4873 | 0 | 0 | 382.6192 | 631.3701 | 590.8763 | 0 | 40.4938 | 157.9934 | 0 | 209.9043 | 631.3701
|  |  | 46.2897 | 461.5522 | 415.2625 | 145.1007 | 0 | 0 | 382.6192 | 461.5522 | 415.2625 | 0 | 46.2897 | 98.811 | 0 | 298.8342 | 461.5522
|  |  | 46.7678 | 256.9697 | 210.2019 | 80.785 | 0 | 0 | 382.6192 | 256.9697 | 210.2019 | 0 | 46.7678 | 34.0172 | 0 | 329.4497 | 256.9697
|  |  | 41.1187 | 2.8837 | -38.235 | 0.90656 | 0 | 38.235 | 340.1359 | 2.8837 | 0 | 0 | 0.90656 | 0 | 40.2121 | 284.7696 | 2.8837
|  |  | 30.6708 | 0 | -30.6708 | 0 | 0 | 30.6708 | 306.0573 | 0 | 0 | 0 | 0 | 0 | 30.6708 | 250.691 | 0
|  |  | 23.3615 | 0 | -23.3615 | 0 | 0 | 23.3615 | 280.1001 | 0 | 0 | 0 | 0 | 0 | 23.3615 | 224.7337 | 0
|  |  | 23.6941 | 0 | -23.6941 | 0 | 0 | 23.6941 | 253.7732 | 0 | 0 | 0 | 0 | 0 | 23.6941 | 198.4069 | 0
|  |  | 24.2768 | 0 | -24.2768 | 0 | 0 | 24.2768 | 226.799 | 0 | 0 | 0 | 0 | 0 | 24.2768 | 171.4326 | 0
|  |  | 24.5562 | 0 | -24.5562 | 0 | 0 | 24.5562 | 199.5144 | 0 | 0 | 0 | 0 | 0 | 24.5562 | 144.148 | 0
|  |  | 24.0861 | 0 | -24.0861 | 0 | 0 | 24.0861 | 172.752 | 0 | 0 | 0 | 0 | 0 | 24.0861 | 117.3857 | 0
|  |  | 22.6294 | 0 | -22.6294 | 0 | 0 | 22.6294 | 147.6083 | 0 | 0 | 0 | 0 | 0 | 22.6294 | 92.2419 | 0
|  |  | 20.8758 | 0 | -20.8758 | 0 | 0 | 20.8758 | 124.413 | 0 | 0 | 0 | 0 | 0 | 20.8758 | 69.0466 | 0
|  |  | 18.9345 | 0 | -18.9345 | 0 | 0 | 18.9345 | 103.3746 | 0 | 0 | 0 | 0 | 0 | 18.9345 | 48.0083 | 0
|  |  | 15.4144 | 0 | -15.4144 | 0 | 0 | 15.4144 | 86.2475 | 0 | 0 | 0 | 0 | 0 | 15.4144 | 30.8811 | 0
|  |  | 11.7376 | 0 | -11.7376 | 0 | 0 | 11.7376 | 73.2057 | 0 | 0 | 0 | 0 | 0 | 11.7376 | 17.8393 | 0
|  |  | 16.1057 | 0.16021 | -15.9455 | 0.050365 | 0 | 15.9455 | 55.4884 | 0.16021 | 0 | 0 | 0.050365 | 0 | 16.0554 | 0 | 0.16021
|  |  | 19.9504 | 226.2103 | 206.2599 | 71.1149 | 206.2599 | 0 | 241.1223 | 19.9504 | 0 | 51.1646 | 19.9504 | 0 | 0 | 0 | 19.9504
|  |  | 26.3005 | 451.3792 | 425.0786 | 141.9025 | 157.2188 | 0 | 382.6192 | 294.1603 | 267.8598 | 115.602 | 26.3005 | 0 | 0 | 0 | 294.1603
|  |  | 31.0713 | 642.8248 | 611.7535 | 202.0883 | 0 | 0 | 382.6192 | 642.8248 | 611.7535 | 171.017 | 31.0713 | 0 | 0 | 0 | 642.8248
|  |  | 33.2435 | 787.17 | 753.9265 | 247.4669 | 0 | 0 | 382.6192 | 787.17 | 753.9265 | 214.2234 | 33.2435 | 0 | 0 | 0 | 787.17
|  |  | 33.9264 | 877.8464 | 843.9199 | 275.9733 | 0 | 0 | 382.6192 | 877.8464 | 843.9199 | 242.0469 | 33.9264 | 0 | 0 | 0 | 877.8464
|  |  | 35.3688 | 911.5696 | 876.2009 | 286.5751 | 0 | 0 | 382.6192 | 911.5696 | 876.2009 | 251.2063 | 35.3688 | 0 | 0 | 0 | 911.5696
|  |  | 34.1685 | 886.8179 | 852.6493 | 278.7938 | 0 | 0 | 382.6192 | 886.8179 | 852.6493 | 244.6252 | 34.1685 | 0 | 0 | 0 | 886.8179
|  |  | 35.1159 | 803.6712 | 768.5553 | 252.6545 | 0 | 0 | 382.6192 | 803.6712 | 768.5553 | 140.8052 | 35.1159 | 76.7334 | 0 | 69.06 | 803.6712
|  |  | 40.4938 | 667.096 | 626.6021 | 209.7186 | 0 | 0 | 382.6192 | 667.096 | 626.6021 | 0 | 40.4938 | 169.2247 | 0 | 221.3623 | 667.096
|  |  | 46.2897 | 484.4616 | 438.1719 | 152.3028 | 0 | 0 | 382.6192 | 484.4616 | 438.1719 | 0 | 46.2897 | 106.0132 | 0 | 316.7741 | 484.4616
|  |  | 46.7678 | 268.7448 | 221.9771 | 84.4868 | 0 | 0 | 382.6192 | 268.7448 | 221.9771 | 0 | 46.7678 | 37.719 | 0 | 350.7212 | 268.7448
|  |  | 41.1187 | 1.8424 | -39.2763 | 0.57919 | 0 | 39.2763 | 338.9789 | 1.8424 | 0 | 0 | 0.57919 | 0 | 40.5395 | 305.6774 | 1.8424
|  |  | 30.6708 | 0 | -30.6708 | 0 | 0 | 30.6708 | 304.9003 | 0 | 0 | 0 | 0 | 0 | 30.6708 | 271.5988 | 0
|  |  | 23.3615 | 0 | -23.3615 | 0 | 0 | 23.3615 | 278.943 | 0 | 0 | 0 | 0 | 0 | 23.3615 | 245.6415 | 0
|  |  | 23.6941 | 0 | -23.6941 | 0 | 0 | 23.6941 | 252.6162 | 0 | 0 | 0 | 0 | 0 | 23.6941 | 219.3147 | 0
|  |  | 24.2768 | 0 | -24.2768 | 0 | 0 | 24.2768 | 225.6419 | 0 | 0 | 0 | 0 | 0 | 24.2768 | 192.3404 | 0
|  |  | 24.5562 | 0 | -24.5562 | 0 | 0 | 24.5562 | 198.3573 | 0 | 0 | 0 | 0 | 0 | 24.5562 | 165.0558 | 0
|  |  | 30.2465 | 0 | -30.2465 | 0 | 0 | 30.2465 | 164.7501 | 0 | 0 | 0 | 0 | 0 | 30.2465 | 131.4486 | 0
|  |  | 28.1491 | 0 | -28.1491 | 0 | 0 | 28.1491 | 133.4733 | 0 | 0 | 0 | 0 | 0 | 28.1491 | 100.1718 | 0
|  |  | 25.2107 | 0 | -25.2107 | 0 | 0 | 25.2107 | 105.4615 | 0 | 0 | 0 | 0 | 0 | 25.2107 | 72.1599 | 0
|  |  | 21.4417 | 0 | -21.4417 | 0 | 0 | 21.4417 | 81.6374 | 0 | 0 | 0 | 0 | 0 | 21.4417 | 48.3359 | 0
|  |  | 17.5188 | 0 | -17.5188 | 0 | 0 | 17.5188 | 62.172 | 0 | 0 | 0 | 0 | 0 | 17.5188 | 28.8705 | 0
|  |  | 14.3414 | 0 | -14.3414 | 0 | 0 | 14.3414 | 46.2372 | 0 | 0 | 0 | 0 | 0 | 14.3414 | 12.9356 | 0
|  |  | 11.6673 | 0.080103 | -11.5872 | 0.025182 | 0 | 11.5872 | 33.3625 | 0.080103 | 0 | 0 | 0.025182 | 0 | 11.6421 | 0 | 0.080103
|  |  | 9.167 | 190.3242 | 181.1572 | 59.8333 | 181.1572 | 0 | 196.4041 | 9.167 | 0 | 50.6663 | 9.167 | 0 | 0 | 0 | 9.167
|  |  | 7.1962 | 386.6561 | 379.4599 | 121.5552 | 206.9058 | 0 | 382.6192 | 179.7504 | 172.5541 | 114.359 | 7.1962 | 0 | 0 | 0 | 179.7504
|  |  | 6.03 | 556.1536 | 550.1236 | 174.841 | 0 | 0 | 382.6192 | 556.1536 | 550.1236 | 168.811 | 6.03 | 0 | 0 | 0 | 556.1536
|  |  | 6.0645 | 686.3206 | 680.2562 | 215.7623 | 0 | 0 | 382.6192 | 686.3206 | 680.2562 | 209.6979 | 6.0645 | 0 | 0 | 0 | 686.3206
|  |  | 6.9622 | 768.0255 | 761.0633 | 241.4483 | 0 | 0 | 382.6192 | 768.0255 | 761.0633 | 234.4861 | 6.9622 | 0 | 0 | 0 | 768.0255
|  |  | 9.2104 | 805.9942 | 796.7837 | 253.3848 | 0 | 0 | 382.6192 | 805.9942 | 796.7837 | 244.1743 | 9.2104 | 0 | 0 | 0 | 805.9942
|  |  | 12.2202 | 786.6093 | 774.3891 | 247.2906 | 0 | 0 | 382.6192 | 786.6093 | 774.3891 | 235.0704 | 12.2202 | 0 | 0 | 0 | 786.6093
|  |  | 15.3949 | 717.801 | 702.4061 | 225.659 | 0 | 0 | 382.6192 | 717.801 | 702.4061 | 118.6918 | 15.3949 | 91.5722 | 0 | 82.415 | 717.801
|  |  | 18.6761 | 594.2024 | 575.5263 | 186.8026 | 0 | 0 | 382.6192 | 594.2024 | 575.5263 | 0 | 18.6761 | 168.1266 | 0 | 233.7289 | 594.2024
|  |  | 22.1391 | 435.8392 | 413.7001 | 137.0171 | 0 | 0 | 382.6192 | 435.8392 | 413.7001 | 0 | 22.1391 | 114.878 | 0 | 337.1191 | 435.8392
|  |  | 26.0591 | 238.3859 | 212.3267 | 74.9427 | 0 | 0 | 382.6192 | 238.3859 | 212.3267 | 0 | 26.0591 | 48.8835 | 0 | 381.1143 | 238.3859
|  |  | 29.8278 | 3.5245 | -26.3033 | 1.108 | 0 | 26.3033 | 353.3933 | 3.5245 | 0 | 0 | 1.108 | 0 | 28.7198 | 349.2034 | 3.5245
|  |  | 32.3465 | 0 | -32.3465 | 0 | 0 | 32.3465 | 317.4528 | 0 | 0 | 0 | 0 | 0 | 32.3465 | 313.2629 | 0
|  |  | 33.6507 | 0 | -33.6507 | 0 | 0 | 33.6507 | 280.0631 | 0 | 0 | 0 | 0 | 0 | 33.6507 | 275.8732 | 0
|  |  | 34.0882 | 0 | -34.0882 | 0 | 0 | 34.0882 | 242.1874 | 0 | 0 | 0 | 0 | 0 | 34.0882 | 237.9974 | 0
|  |  | 33.501 | 0 | -33.501 | 0 | 0 | 33.501 | 204.9641 | 0 | 0 | 0 | 0 | 0 | 33.501 | 200.7741 | 0
|  |  | 32.1465 | 0 | -32.1465 | 0 | 0 | 32.1465 | 169.2457 | 0 | 0 | 0 | 0 | 0 | 32.1465 | 165.0558 | 0
|  |  | 30.2465 | 0 | -30.2465 | 0 | 0 | 30.2465 | 135.6386 | 0 | 0 | 0 | 0 | 0 | 30.2465 | 131.4486 | 0
|  |  | 28.1491 | 0 | -28.1491 | 0 | 0 | 28.1491 | 104.3618 | 0 | 0 | 0 | 0 | 0 | 28.1491 | 100.1718 | 0
|  |  | 25.2107 | 0 | -25.2107 | 0 | 0 | 25.2107 | 76.3499 | 0 | 0 | 0 | 0 | 0 | 25.2107 | 72.1599 | 0
|  |  | 21.4417 | 0 | -21.4417 | 0 | 0 | 21.4417 | 52.5258 | 0 | 0 | 0 | 0 | 0 | 21.4417 | 48.3359 | 0
|  |  | 17.5188 | 0 | -17.5188 | 0 | 0 | 17.5188 | 33.0604 | 0 | 0 | 0 | 0 | 0 | 17.5188 | 28.8705 | 0
|  |  | 14.3414 | 0 | -14.3414 | 0 | 0 | 14.3414 | 17.1256 | 0 | 0 | 0 | 0 | 0 | 14.3414 | 12.9356 | 0
|  |  | 11.6673 | 0.080103 | -11.5872 | 0.025182 | 0 | 11.5872 | 4.251 | 0.080103 | 0 | 0 | 0.025182 | 0 | 11.6421 | 0 | 0.080103
|  |  | 9.167 | 191.5257 | 182.3588 | 60.211 | 182.3588 | 0 | 168.3739 | 9.167 | 0 | 51.044 | 9.167 | 0 | 0 | 0 | 9.167
|  |  | 7.1962 | 384.0127 | 376.8165 | 120.7242 | 238.0504 | 0 | 382.6192 | 145.9623 | 138.7661 | 113.5279 | 7.1962 | 0 | 0 | 0 | 145.9623
|  |  | 6.03 | 548.0632 | 542.0332 | 172.2976 | 0 | 0 | 382.6192 | 548.0632 | 542.0332 | 166.2676 | 6.03 | 0 | 0 | 0 | 548.0632
|  |  | 6.0645 | 675.9073 | 669.8428 | 212.4886 | 0 | 0 | 382.6192 | 675.9073 | 669.8428 | 206.4242 | 6.0645 | 0 | 0 | 0 | 675.9073
|  |  | 6.9622 | 747.3589 | 740.3967 | 234.9513 | 0 | 0 | 382.6192 | 747.3589 | 740.3967 | 227.9891 | 6.9622 | 0 | 0 | 0 | 747.3589
|  |  | 9.2104 | 769.227 | 760.0166 | 241.8261 | 0 | 0 | 382.6192 | 769.227 | 760.0166 | 232.6156 | 9.2104 | 0 | 0 | 0 | 769.227
|  |  | 12.2202 | 755.209 | 742.9888 | 237.4192 | 0 | 0 | 382.6192 | 755.209 | 742.9888 | 225.1989 | 12.2202 | 0 | 0 | 0 | 755.209
|  |  | 15.3949 | 676.9486 | 661.5537 | 212.816 | 0 | 0 | 382.6192 | 676.9486 | 661.5537 | 103.2193 | 15.3949 | 94.2017 | 0 | 84.7816 | 676.9486
|  |  | 18.6761 | 559.1174 | 540.4413 | 175.7728 | 0 | 0 | 382.6192 | 559.1174 | 540.4413 | 0 | 18.6761 | 157.0967 | 0 | 226.1686 | 559.1174
|  |  | 22.1391 | 407.0823 | 384.9432 | 127.9767 | 0 | 0 | 382.6192 | 407.0823 | 384.9432 | 0 | 22.1391 | 105.8376 | 0 | 321.4224 | 407.0823
|  |  | 26.0591 | 222.0449 | 195.9858 | 69.8055 | 0 | 0 | 382.6192 | 222.0449 | 195.9858 | 0 | 26.0591 | 43.7463 | 0 | 360.7941 | 222.0449
|  |  | 29.8278 | 1.9225 | -27.9054 | 0.60438 | 0 | 27.9054 | 351.6133 | 1.9225 | 0 | 0 | 0.60438 | 0 | 29.2235 | 328.3236 | 1.9225
|  |  | 32.3465 | 0 | -32.3465 | 0 | 0 | 32.3465 | 315.6728 | 0 | 0 | 0 | 0 | 0 | 32.3465 | 292.3831 | 0
|  |  | 33.6507 | 0 | -33.6507 | 0 | 0 | 33.6507 | 278.2831 | 0 | 0 | 0 | 0 | 0 | 33.6507 | 254.9934 | 0
|  |  | 34.0882 | 0 | -34.0882 | 0 | 0 | 34.0882 | 240.4073 | 0 | 0 | 0 | 0 | 0 | 34.0882 | 217.1176 | 0
|  |  | 33.501 | 0 | -33.501 | 0 | 0 | 33.501 | 203.184 | 0 | 0 | 0 | 0 | 0 | 33.501 | 179.8943 | 0
|  |  | 32.1465 | 0 | -32.1465 | 0 | 0 | 32.1465 | 167.4657 | 0 | 0 | 0 | 0 | 0 | 32.1465 | 144.176 | 0
|  |  | 24.0861 | 0 | -24.0861 | 0 | 0 | 24.0861 | 140.7034 | 0 | 0 | 0 | 0 | 0 | 24.0861 | 117.4137 | 0
|  |  | 22.6294 | 0 | -22.6294 | 0 | 0 | 22.6294 | 115.5596 | 0 | 0 | 0 | 0 | 0 | 22.6294 | 92.2699 | 0
|  |  | 20.8758 | 0 | -20.8758 | 0 | 0 | 20.8758 | 92.3643 | 0 | 0 | 0 | 0 | 0 | 20.8758 | 69.0746 | 0
|  |  | 18.9345 | 0 | -18.9345 | 0 | 0 | 18.9345 | 71.3259 | 0 | 0 | 0 | 0 | 0 | 18.9345 | 48.0362 | 0
|  |  | 15.4144 | 0 | -15.4144 | 0 | 0 | 15.4144 | 54.1988 | 0 | 0 | 0 | 0 | 0 | 15.4144 | 30.9091 | 0
|  |  | 11.7376 | 0 | -11.7376 | 0 | 0 | 11.7376 | 41.157 | 0 | 0 | 0 | 0 | 0 | 11.7376 | 17.8673 | 0
|  |  | 16.1057 | 0.080103 | -16.0256 | 0.025182 | 0 | 16.0256 | 23.3507 | 0.080103 | 0 | 0 | 0.025182 | 0 | 16.0806 | 0 | 0.080103
|  |  | 19.9504 | 200.257 | 180.3066 | 62.9559 | 180.3066 | 0 | 185.6266 | 19.9504 | 0 | 43.0055 | 19.9504 | 0 | 0 | 0 | 19.9504
|  |  | 26.3005 | 399.4726 | 373.172 | 125.5844 | 218.8807 | 0 | 382.6192 | 180.5919 | 154.2914 | 99.2838 | 26.3005 | 0 | 0 | 0 | 180.5919
|  |  | 31.0713 | 566.8073 | 535.736 | 178.1903 | 0 | 0 | 382.6192 | 566.8073 | 535.736 | 147.119 | 31.0713 | 0 | 0 | 0 | 566.8073
|  |  | 33.2435 | 690.2457 | 657.0021 | 216.9963 | 0 | 0 | 382.6192 | 690.2457 | 657.0021 | 183.7527 | 33.2435 | 0 | 0 | 0 | 690.2457
|  |  | 33.9264 | 769.7076 | 735.7812 | 241.9772 | 0 | 0 | 382.6192 | 769.7076 | 735.7812 | 208.0507 | 33.9264 | 0 | 0 | 0 | 769.7076
|  |  | 35.3688 | 804.1518 | 768.783 | 252.8056 | 0 | 0 | 382.6192 | 804.1518 | 768.783 | 217.4368 | 35.3688 | 0 | 0 | 0 | 804.1518
|  |  | 34.1685 | 785.3277 | 751.1591 | 246.8877 | 0 | 0 | 382.6192 | 785.3277 | 751.1591 | 212.7192 | 34.1685 | 0 | 0 | 0 | 785.3277
|  |  | 35.1159 | 715.3979 | 680.282 | 224.9035 | 0 | 0 | 382.6192 | 715.3979 | 680.282 | 96.6879 | 35.1159 | 93.0997 | 0 | 83.7897 | 715.3979
|  |  | 40.4938 | 600.6106 | 560.1168 | 188.8172 | 0 | 0 | 382.6192 | 600.6106 | 560.1168 | 0 | 40.4938 | 148.3234 | 0 | 217.2808 | 600.6106
|  |  | 46.2897 | 442.8082 | 396.5185 | 139.208 | 0 | 0 | 382.6192 | 442.8082 | 396.5185 | 0 | 46.2897 | 92.9183 | 0 | 300.9073 | 442.8082
|  |  | 46.7678 | 249.8406 | 203.0728 | 78.5437 | 0 | 0 | 382.6192 | 249.8406 | 203.0728 | 0 | 46.7678 | 31.776 | 0 | 329.5057 | 249.8406
|  |  | 41.1187 | 2.7235 | -38.3952 | 0.8562 | 0 | 38.3952 | 339.9579 | 2.7235 | 0 | 0 | 0.8562 | 0 | 40.2625 | 284.7696 | 2.7235
|  |  | 30.6708 | 0 | -30.6708 | 0 | 0 | 30.6708 | 305.8793 | 0 | 0 | 0 | 0 | 0 | 30.6708 | 250.691 | 0
|  |  | 23.3615 | 0 | -23.3615 | 0 | 0 | 23.3615 | 279.922 | 0 | 0 | 0 | 0 | 0 | 23.3615 | 224.7337 | 0
|  |  | 23.6941 | 0 | -23.6941 | 0 | 0 | 23.6941 | 253.5952 | 0 | 0 | 0 | 0 | 0 | 23.6941 | 198.4069 | 0
|  |  | 24.2768 | 0 | -24.2768 | 0 | 0 | 24.2768 | 226.621 | 0 | 0 | 0 | 0 | 0 | 24.2768 | 171.4326 | 0
|  |  | 24.5562 | 0 | -24.5562 | 0 | 0 | 24.5562 | 199.3363 | 0 | 0 | 0 | 0 | 0 | 24.5562 | 144.148 | 0
|  |  | 24.0861 | 0 | -24.0861 | 0 | 0 | 24.0861 | 172.574 | 0 | 0 | 0 | 0 | 0 | 24.0861 | 117.3857 | 0
|  |  | 22.6294 | 0 | -22.6294 | 0 | 0 | 22.6294 | 147.4303 | 0 | 0 | 0 | 0 | 0 | 22.6294 | 92.2419 | 0
|  |  | 20.8758 | 0 | -20.8758 | 0 | 0 | 20.8758 | 124.235 | 0 | 0 | 0 | 0 | 0 | 20.8758 | 69.0466 | 0
|  |  | 18.9345 | 0 | -18.9345 | 0 | 0 | 18.9345 | 103.1966 | 0 | 0 | 0 | 0 | 0 | 18.9345 | 48.0083 | 0
|  |  | 15.4144 | 0 | -15.4144 | 0 | 0 | 15.4144 | 86.0695 | 0 | 0 | 0 | 0 | 0 | 15.4144 | 30.8811 | 0
|  |  | 11.7376 | 0 | -11.7376 | 0 | 0 | 11.7376 | 73.0277 | 0 | 0 | 0 | 0 | 0 | 11.7376 | 17.8393 | 0
|  |  | 16.1057 | 0.16021 | -15.9455 | 0.050365 | 0 | 15.9455 | 55.3104 | 0.16021 | 0 | 0 | 0.050365 | 0 | 16.0554 | 0 | 0.16021
|  |  | 19.9504 | 224.8485 | 204.8981 | 70.6868 | 204.8981 | 0 | 239.7187 | 19.9504 | 0 | 50.7365 | 19.9504 | 0 | 0 | 0 | 19.9504
|  |  | 26.3005 | 449.3766 | 423.0761 | 141.273 | 158.7784 | 0 | 382.6192 | 290.5982 | 264.2977 | 114.9724 | 26.3005 | 0 | 0 | 0 | 290.5982
|  |  | 31.0713 | 638.6595 | 607.5882 | 200.7788 | 0 | 0 | 382.6192 | 638.6595 | 607.5882 | 169.7076 | 31.0713 | 0 | 0 | 0 | 638.6595
|  |  | 33.2435 | 779.5603 | 746.3167 | 245.0746 | 0 | 0 | 382.6192 | 779.5603 | 746.3167 | 211.831 | 33.2435 | 0 | 0 | 0 | 779.5603
|  |  | 33.9264 | 869.4356 | 835.5091 | 273.3292 | 0 | 0 | 382.6192 | 869.4356 | 835.5091 | 239.4028 | 33.9264 | 0 | 0 | 0 | 869.4356
|  |  | 35.3688 | 903.7997 | 868.4309 | 284.1324 | 0 | 0 | 382.6192 | 903.7997 | 868.4309 | 248.7636 | 35.3688 | 0 | 0 | 0 | 903.7997
|  |  | 34.1685 | 877.8464 | 843.6778 | 275.9733 | 0 | 0 | 382.6192 | 877.8464 | 843.6778 | 241.8048 | 34.1685 | 0 | 0 | 0 | 877.8464
|  |  | 35.1159 | 795.2604 | 760.1445 | 250.0103 | 0 | 0 | 382.6192 | 795.2604 | 760.1445 | 159.3357 | 35.1159 | 55.5587 | 0 | 50.0029 | 795.2604
|  |  | 40.4938 | 660.127 | 619.6332 | 207.5277 | 0 | 0 | 382.6192 | 660.127 | 619.6332 | 0 | 40.4938 | 167.0339 | 0 | 200.3334 | 660.127
|  |  | 46.2897 | 482.0585 | 435.7689 | 151.5474 | 0 | 0 | 382.6192 | 482.0585 | 435.7689 | 0 | 46.2897 | 105.2577 | 0 | 295.0653 | 482.0585
|  |  | 46.7678 | 270.5872 | 223.8194 | 85.066 | 0 | 0 | 382.6192 | 270.5872 | 223.8194 | 0 | 46.7678 | 38.2982 | 0 | 329.5336 | 270.5872
|  |  | 41.1187 | 2.7235 | -38.3952 | 0.8562 | 0 | 38.3952 | 339.9579 | 2.7235 | 0 | 0 | 0.8562 | 0 | 40.2625 | 284.7975 | 2.7235
|  |  | 30.6708 | 0 | -30.6708 | 0 | 0 | 30.6708 | 305.8793 | 0 | 0 | 0 | 0 | 0 | 30.6708 | 250.7189 | 0
|  |  | 23.3615 | 0 | -23.3615 | 0 | 0 | 23.3615 | 279.922 | 0 | 0 | 0 | 0 | 0 | 23.3615 | 224.7617 | 0
|  |  | 23.6941 | 0 | -23.6941 | 0 | 0 | 23.6941 | 253.5952 | 0 | 0 | 0 | 0 | 0 | 23.6941 | 198.4349 | 0
|  |  | 24.2768 | 0 | -24.2768 | 0 | 0 | 24.2768 | 226.621 | 0 | 0 | 0 | 0 | 0 | 24.2768 | 171.4606 | 0
|  |  | 24.5562 | 0 | -24.5562 | 0 | 0 | 24.5562 | 199.3363 | 0 | 0 | 0 | 0 | 0 | 24.5562 | 144.176 | 0
|  |  | 24.0861 | 0 | -24.0861 | 0 | 0 | 24.0861 | 172.574 | 0 | 0 | 0 | 0 | 0 | 24.0861 | 117.4137 | 0
|  |  | 22.6294 | 0 | -22.6294 | 0 | 0 | 22.6294 | 147.4303 | 0 | 0 | 0 | 0 | 0 | 22.6294 | 92.2699 | 0
|  |  | 20.8758 | 0 | -20.8758 | 0 | 0 | 20.8758 | 124.235 | 0 | 0 | 0 | 0 | 0 | 20.8758 | 69.0746 | 0
|  |  | 18.9345 | 0 | -18.9345 | 0 | 0 | 18.9345 | 103.1966 | 0 | 0 | 0 | 0 | 0 | 18.9345 | 48.0362 | 0
|  |  | 15.4144 | 0 | -15.4144 | 0 | 0 | 15.4144 | 86.0695 | 0 | 0 | 0 | 0 | 0 | 15.4144 | 30.9091 | 0
|  |  | 11.7376 | 0 | -11.7376 | 0 | 0 | 11.7376 | 73.0277 | 0 | 0 | 0 | 0 | 0 | 11.7376 | 17.8673 | 0
|  |  | 16.1057 | 0.080103 | -16.0256 | 0.025182 | 0 | 16.0256 | 55.2214 | 0.080103 | 0 | 0 | 0.025182 | 0 | 16.0806 | 0 | 0.080103
|  |  | 19.9504 | 208.3473 | 188.397 | 65.4993 | 188.397 | 0 | 224.7787 | 19.9504 | 0 | 45.5489 | 19.9504 | 0 | 0 | 0 | 19.9504
|  |  | 26.3005 | 418.0564 | 391.7559 | 131.4267 | 175.3784 | 0 | 382.6192 | 242.678 | 216.3775 | 105.1261 | 26.3005 | 0 | 0 | 0 | 242.678
|  |  | 31.0713 | 597.7269 | 566.6557 | 187.9107 | 0 | 0 | 382.6192 | 597.7269 | 566.6557 | 156.8394 | 31.0713 | 0 | 0 | 0 | 597.7269
|  |  | 33.2435 | 735.2634 | 702.0199 | 231.1488 | 0 | 0 | 382.6192 | 735.2634 | 702.0199 | 197.9052 | 33.2435 | 0 | 0 | 0 | 735.2634
|  |  | 33.9264 | 819.852 | 785.9255 | 257.7413 | 0 | 0 | 382.6192 | 819.852 | 785.9255 | 223.8149 | 33.9264 | 0 | 0 | 0 | 819.852
|  |  | 35.3688 | 851.5727 | 816.2039 | 267.7135 | 0 | 0 | 382.6192 | 851.5727 | 816.2039 | 232.3447 | 35.3688 | 0 | 0 | 0 | 851.5727
|  |  | 34.1685 | 831.4669 | 797.2983 | 261.3928 | 0 | 0 | 382.6192 | 831.4669 | 797.2983 | 227.2242 | 34.1685 | 0 | 0 | 0 | 831.4669
|  |  | 35.1159 | 755.6896 | 720.5737 | 237.5703 | 0 | 0 | 382.6192 | 755.6896 | 720.5737 | 127.388 | 35.1159 | 75.0663 | 0 | 67.5597 | 755.6896
|  |  | 40.4938 | 630.8094 | 590.3156 | 198.311 | 0 | 0 | 382.6192 | 630.8094 | 590.3156 | 0 | 40.4938 | 157.8171 | 0 | 209.5951 | 630.8094
|  |  | 46.2897 | 461.7124 | 415.4228 | 145.151 | 0 | 0 | 382.6192 | 461.7124 | 415.4228 | 0 | 46.2897 | 98.8614 | 0 | 298.5704 | 461.7124
|  |  | 46.7678 | 257.21 | 210.4423 | 80.8605 | 0 | 0 | 382.6192 | 257.21 | 210.4423 | 0 | 46.7678 | 34.0927 | 0 | 329.2538 | 257.21
|  |  | 41.1187 | 3.5245 | -37.5942 | 1.108 | 0 | 37.5942 | 340.848 | 3.5245 | 0 | 0 | 1.108 | 0 | 40.0107 | 284.7975 | 3.5245
|  |  | 30.6708 | 0 | -30.6708 | 0 | 0 | 30.6708 | 306.7693 | 0 | 0 | 0 | 0 | 0 | 30.6708 | 250.7189 | 0
|  |  | 23.3615 | 0 | -23.3615 | 0 | 0 | 23.3615 | 280.8121 | 0 | 0 | 0 | 0 | 0 | 23.3615 | 224.7617 | 0
|  |  | 23.6941 | 0 | -23.6941 | 0 | 0 | 23.6941 | 254.4853 | 0 | 0 | 0 | 0 | 0 | 23.6941 | 198.4349 | 0
|  |  | 24.2768 | 0 | -24.2768 | 0 | 0 | 24.2768 | 227.511 | 0 | 0 | 0 | 0 | 0 | 24.2768 | 171.4606 | 0
|  |  | 24.5562 | 0 | -24.5562 | 0 | 0 | 24.5562 | 200.2264 | 0 | 0 | 0 | 0 | 0 | 24.5562 | 144.176 | 0
|  |  | 24.0861 | 0 | -24.0861 | 0 | 0 | 24.0861 | 173.4641 | 0 | 0 | 0 | 0 | 0 | 24.0861 | 117.4137 | 0
|  |  | 22.6294 | 0 | -22.6294 | 0 | 0 | 22.6294 | 148.3203 | 0 | 0 | 0 | 0 | 0 | 22.6294 | 92.2699 | 0
|  |  | 20.8758 | 0 | -20.8758 | 0 | 0 | 20.8758 | 125.125 | 0 | 0 | 0 | 0 | 0 | 20.8758 | 69.0746 | 0
|  |  | 18.9345 | 0 | -18.9345 | 0 | 0 | 18.9345 | 104.0867 | 0 | 0 | 0 | 0 | 0 | 18.9345 | 48.0362 | 0
|  |  | 15.4144 | 0 | -15.4144 | 0 | 0 | 15.4144 | 86.9595 | 0 | 0 | 0 | 0 | 0 | 15.4144 | 30.9091 | 0
|  |  | 11.7376 | 0 | -11.7376 | 0 | 0 | 11.7376 | 73.9177 | 0 | 0 | 0 | 0 | 0 | 11.7376 | 17.8673 | 0
|  |  | 16.1057 | 0.080103 | -16.0256 | 0.025182 | 0 | 16.0256 | 56.1114 | 0.080103 | 0 | 0 | 0.025182 | 0 | 16.0806 | 0 | 0.080103
|  |  | 19.9504 | 187.4405 | 167.4901 | 58.9267 | 167.4901 | 0 | 206.8525 | 19.9504 | 0 | 38.9763 | 19.9504 | 0 | 0 | 0 | 19.9504
|  |  | 26.3005 | 378.0851 | 351.7846 | 118.8607 | 195.2963 | 0 | 382.6192 | 182.7888 | 156.4883 | 92.5602 | 26.3005 | 0 | 0 | 0 | 182.7888
|  |  | 31.0713 | 541.8953 | 510.824 | 170.3586 | 0 | 0 | 382.6192 | 541.8953 | 510.824 | 139.2873 | 31.0713 | 0 | 0 | 0 | 541.8953
|  |  | 33.2435 | 670.7006 | 637.457 | 210.8518 | 0 | 0 | 382.6192 | 670.7006 | 637.457 | 177.6082 | 33.2435 | 0 | 0 | 0 | 670.7006
|  |  | 33.9264 | 748.2401 | 714.3136 | 235.2283 | 0 | 0 | 382.6192 | 748.2401 | 714.3136 | 201.3019 | 33.9264 | 0 | 0 | 0 | 748.2401
|  |  | 35.3688 | 774.5138 | 739.145 | 243.4881 | 0 | 0 | 382.6192 | 774.5138 | 739.145 | 208.1193 | 35.3688 | 0 | 0 | 0 | 774.5138
|  |  | 34.1685 | 758.7335 | 724.565 | 238.5272 | 0 | 0 | 382.6192 | 758.7335 | 724.565 | 204.3586 | 34.1685 | 0 | 0 | 0 | 758.7335
|  |  | 35.1159 | 690.2457 | 655.1298 | 216.9963 | 0 | 0 | 382.6192 | 690.2457 | 655.1298 | 68.1992 | 35.1159 | 113.6811 | 0 | 102.313 | 690.2457
|  |  | 40.4938 | 572.7349 | 532.241 | 180.0538 | 0 | 0 | 382.6192 | 572.7349 | 532.241 | 0 | 40.4938 | 139.5599 | 0 | 227.917 | 572.7349
|  |  | 46.2897 | 418.3768 | 372.0871 | 131.5274 | 0 | 0 | 382.6192 | 418.3768 | 372.0871 | 0 | 46.2897 | 85.2377 | 0 | 304.6309 | 418.3768
|  |  | 46.7678 | 236.3833 | 189.6155 | 74.3131 | 0 | 0 | 382.6192 | 236.3833 | 189.6155 | 0 | 46.7678 | 27.5453 | 0 | 329.4217 | 236.3833
|  |  | 41.1187 | 3.0439 | -38.0748 | 0.95693 | 0 | 38.0748 | 340.3139 | 3.0439 | 0 | 0 | 0.95693 | 0 | 40.1618 | 284.7975 | 3.0439
|  |  | 30.6708 | 0 | -30.6708 | 0 | 0 | 30.6708 | 306.2353 | 0 | 0 | 0 | 0 | 0 | 30.6708 | 250.7189 | 0
|  |  | 23.3615 | 0 | -23.3615 | 0 | 0 | 23.3615 | 280.2781 | 0 | 0 | 0 | 0 | 0 | 23.3615 | 224.7617 | 0
|  |  | 23.6941 | 0 | -23.6941 | 0 | 0 | 23.6941 | 253.9513 | 0 | 0 | 0 | 0 | 0 | 23.6941 | 198.4349 | 0
|  |  | 24.2768 | 0 | -24.2768 | 0 | 0 | 24.2768 | 226.977 | 0 | 0 | 0 | 0 | 0 | 24.2768 | 171.4606 | 0
|  |  | 24.5562 | 0 | -24.5562 | 0 | 0 | 24.5562 | 199.6924 | 0 | 0 | 0 | 0 | 0 | 24.5562 | 144.176 | 0
|  |  | 24.0861 | 0 | -24.0861 | 0 | 0 | 24.0861 | 172.93 | 0 | 0 | 0 | 0 | 0 | 24.0861 | 117.4137 | 0
|  |  | 22.6294 | 0 | -22.6294 | 0 | 0 | 22.6294 | 147.7863 | 0 | 0 | 0 | 0 | 0 | 22.6294 | 92.2699 | 0
|  |  | 20.8758 | 0 | -20.8758 | 0 | 0 | 20.8758 | 124.591 | 0 | 0 | 0 | 0 | 0 | 20.8758 | 69.0746 | 0
|  |  | 18.9345 | 0 | -18.9345 | 0 | 0 | 18.9345 | 103.5526 | 0 | 0 | 0 | 0 | 0 | 18.9345 | 48.0362 | 0
|  |  | 15.4144 | 0 | -15.4144 | 0 | 0 | 15.4144 | 86.4255 | 0 | 0 | 0 | 0 | 0 | 15.4144 | 30.9091 | 0
|  |  | 11.7376 | 0 | -11.7376 | 0 | 0 | 11.7376 | 73.3837 | 0 | 0 | 0 | 0 | 0 | 11.7376 | 17.8673 | 0
|  |  | 16.1057 | 0.080103 | -16.0256 | 0.025182 | 0 | 16.0256 | 55.5774 | 0.080103 | 0 | 0 | 0.025182 | 0 | 16.0806 | 0 | 0.080103
|  |  | 19.9504 | 224.2077 | 204.2573 | 70.4854 | 204.2573 | 0 | 239.409 | 19.9504 | 0 | 50.535 | 19.9504 | 0 | 0 | 0 | 19.9504
|  |  | 26.3005 | 460.9114 | 434.6109 | 144.8992 | 159.1225 | 0 | 382.6192 | 301.7889 | 275.4884 | 118.5987 | 26.3005 | 0 | 0 | 0 | 301.7889
|  |  | 31.0713 | 655.401 | 624.3297 | 206.042 | 0 | 0 | 382.6192 | 655.401 | 624.3297 | 174.9707 | 31.0713 | 0 | 0 | 0 | 655.401
|  |  | 33.2435 | 804.6324 | 771.3889 | 252.9567 | 0 | 0 | 382.6192 | 804.6324 | 771.3889 | 219.7131 | 33.2435 | 0 | 0 | 0 | 804.6324
|  |  | 33.9264 | 899.0736 | 865.1472 | 282.6467 | 0 | 0 | 382.6192 | 899.0736 | 865.1472 | 248.7202 | 33.9264 | 0 | 0 | 0 | 899.0736
|  |  | 35.3688 | 934.7994 | 899.4307 | 293.878 | 0 | 0 | 382.6192 | 934.7994 | 899.4307 | 258.5092 | 35.3688 | 0 | 0 | 0 | 934.7994
|  |  | 34.1685 | 909.9676 | 875.799 | 286.0714 | 0 | 0 | 382.6192 | 909.9676 | 875.799 | 251.9029 | 34.1685 | 0 | 0 | 0 | 909.9676
|  |  | 35.1159 | 826.7408 | 791.6249 | 259.907 | 0 | 0 | 382.6192 | 826.7408 | 791.6249 | 163.853 | 35.1159 | 60.9381 | 0 | 54.8443 | 826.7408
|  |  | 40.4938 | 688.4033 | 647.9095 | 216.4171 | 0 | 0 | 382.6192 | 688.4033 | 647.9095 | 0 | 40.4938 | 175.9232 | 0 | 213.1752 | 688.4033
|  |  | 46.2897 | 502.1643 | 455.8747 | 157.8681 | 0 | 0 | 382.6192 | 502.1643 | 455.8747 | 0 | 46.2897 | 111.5785 | 0 | 313.5959 | 502.1643
|  |  | 46.7678 | 279.8791 | 233.1113 | 87.9871 | 0 | 0 | 382.6192 | 279.8791 | 233.1113 | 0 | 46.7678 | 41.2193 | 0 | 350.6933 | 279.8791
|  |  | 41.1187 | 1.9225 | -39.1962 | 0.60438 | 0 | 39.1962 | 339.0679 | 1.9225 | 0 | 0 | 0.60438 | 0 | 40.5143 | 305.6774 | 1.9225
|  |  | 30.6708 | 0 | -30.6708 | 0 | 0 | 30.6708 | 304.9893 | 0 | 0 | 0 | 0 | 0 | 30.6708 | 271.5988 | 0
|  |  | 23.3615 | 0 | -23.3615 | 0 | 0 | 23.3615 | 279.032 | 0 | 0 | 0 | 0 | 0 | 23.3615 | 245.6415 | 0
|  |  | 23.6941 | 0 | -23.6941 | 0 | 0 | 23.6941 | 252.7052 | 0 | 0 | 0 | 0 | 0 | 23.6941 | 219.3147 | 0
|  |  | 24.2768 | 0 | -24.2768 | 0 | 0 | 24.2768 | 225.7309 | 0 | 0 | 0 | 0 | 0 | 24.2768 | 192.3404 | 0
|  |  | 24.5562 | 0 | -24.5562 | 0 | 0 | 24.5562 | 198.4463 | 0 | 0 | 0 | 0 | 0 | 24.5562 | 165.0558 | 0
|  |  | 30.2465 | 0 | -30.2465 | 0 | 0 | 30.2465 | 164.8391 | 0 | 0 | 0 | 0 | 0 | 30.2465 | 131.4486 | 0
|  |  | 28.1491 | 0 | -28.1491 | 0 | 0 | 28.1491 | 133.5623 | 0 | 0 | 0 | 0 | 0 | 28.1491 | 100.1718 | 0
|  |  | 25.2107 | 0 | -25.2107 | 0 | 0 | 25.2107 | 105.5505 | 0 | 0 | 0 | 0 | 0 | 25.2107 | 72.1599 | 0
|  |  | 21.4417 | 0 | -21.4417 | 0 | 0 | 21.4417 | 81.7264 | 0 | 0 | 0 | 0 | 0 | 21.4417 | 48.3359 | 0
|  |  | 17.5188 | 0 | -17.5188 | 0 | 0 | 17.5188 | 62.261 | 0 | 0 | 0 | 0 | 0 | 17.5188 | 28.8705 | 0
|  |  | 14.3414 | 0 | -14.3414 | 0 | 0 | 14.3414 | 46.3262 | 0 | 0 | 0 | 0 | 0 | 14.3414 | 12.9356 | 0
|  |  | 11.6673 | 0.080103 | -11.5872 | 0.025182 | 0 | 11.5872 | 33.4515 | 0.080103 | 0 | 0 | 0.025182 | 0 | 11.6421 | 0 | 0.080103
|  |  | 9.167 | 209.4688 | 200.3018 | 65.8518 | 200.3018 | 0 | 213.7232 | 9.167 | 0 | 56.6849 | 9.167 | 0 | 0 | 0 | 9.167
|  |  | 7.1962 | 434.5576 | 427.3614 | 136.6142 | 187.6623 | 0 | 382.6192 | 246.8953 | 239.6991 | 129.418 | 7.1962 | 0 | 0 | 0 | 246.8953
|  |  | 6.03 | 631.1298 | 625.0998 | 198.4117 | 0 | 0 | 382.6192 | 631.1298 | 625.0998 | 192.3817 | 6.03 | 0 | 0 | 0 | 631.1298
|  |  | 6.0645 | 779.32 | 773.2555 | 244.999 | 0 | 0 | 382.6192 | 779.32 | 773.2555 | 238.9346 | 6.0645 | 0 | 0 | 0 | 779.32
|  |  | 6.9622 | 873.3606 | 866.3984 | 274.5631 | 0 | 0 | 382.6192 | 873.3606 | 866.3984 | 267.6009 | 6.9622 | 0 | 0 | 0 | 873.3606
|  |  | 9.2104 | 907.0839 | 897.8735 | 285.1649 | 0 | 0 | 382.6192 | 907.0839 | 897.8735 | 275.9545 | 9.2104 | 0 | 0 | 0 | 907.0839
|  |  | 12.2202 | 881.2107 | 868.9905 | 277.031 | 0 | 0 | 382.6192 | 881.2107 | 868.9905 | 264.8108 | 12.2202 | 0 | 0 | 0 | 881.2107
|  |  | 15.3949 | 795.1803 | 779.7854 | 249.9851 | 0 | 0 | 382.6192 | 795.1803 | 779.7854 | 175.4295 | 15.3949 | 59.1607 | 0 | 53.2446 | 795.1803
|  |  | 18.6761 | 655.4811 | 636.805 | 206.0671 | 0 | 0 | 382.6192 | 655.4811 | 636.805 | 0 | 18.6761 | 187.391 | 0 | 221.8966 | 655.4811
|  |  | 22.1391 | 468.1206 | 445.9815 | 147.1656 | 0 | 0 | 382.6192 | 468.1206 | 445.9815 | 0 | 22.1391 | 125.0265 | 0 | 334.4204 | 468.1206
|  |  | 26.0591 | 250.0008 | 223.9416 | 78.5941 | 0 | 0 | 382.6192 | 250.0008 | 223.9416 | 0 | 26.0591 | 52.535 | 0 | 381.7019 | 250.0008
|  |  | 29.8278 | 1.8424 | -27.9855 | 0.57919 | 0 | 27.9855 | 351.5243 | 1.8424 | 0 | 0 | 0.57919 | 0 | 29.2486 | 349.2034 | 1.8424
|  |  | 32.3465 | 0 | -32.3465 | 0 | 0 | 32.3465 | 315.5838 | 0 | 0 | 0 | 0 | 0 | 32.3465 | 313.2629 | 0
|  |  | 33.6507 | 0 | -33.6507 | 0 | 0 | 33.6507 | 278.1941 | 0 | 0 | 0 | 0 | 0 | 33.6507 | 275.8732 | 0
|  |  | 34.0882 | 0 | -34.0882 | 0 | 0 | 34.0882 | 240.3183 | 0 | 0 | 0 | 0 | 0 | 34.0882 | 237.9974 | 0
|  |  | 33.501 | 0 | -33.501 | 0 | 0 | 33.501 | 203.095 | 0 | 0 | 0 | 0 | 0 | 33.501 | 200.7741 | 0
|  |  | 32.1465 | 0 | -32.1465 | 0 | 0 | 32.1465 | 167.3767 | 0 | 0 | 0 | 0 | 0 | 32.1465 | 165.0558 | 0
|  |  | 30.2465 | 0 | -30.2465 | 0 | 0 | 30.2465 | 133.7695 | 0 | 0 | 0 | 0 | 0 | 30.2465 | 131.4486 | 0
|  |  | 28.1491 | 0 | -28.1491 | 0 | 0 | 28.1491 | 102.4927 | 0 | 0 | 0 | 0 | 0 | 28.1491 | 100.1718 | 0
|  |  | 25.2107 | 0 | -25.2107 | 0 | 0 | 25.2107 | 74.4808 | 0 | 0 | 0 | 0 | 0 | 25.2107 | 72.1599 | 0
|  |  | 21.4417 | 0 | -21.4417 | 0 | 0 | 21.4417 | 50.6568 | 0 | 0 | 0 | 0 | 0 | 21.4417 | 48.3359 | 0
|  |  | 17.5188 | 0 | -17.5188 | 0 | 0 | 17.5188 | 31.1914 | 0 | 0 | 0 | 0 | 0 | 17.5188 | 28.8705 | 0
|  |  | 14.3414 | 0 | -14.3414 | 0 | 0 | 14.3414 | 15.2565 | 0 | 0 | 0 | 0 | 0 | 14.3414 | 12.9356 | 0
|  |  | 11.6673 | 0.080103 | -11.5872 | 0.025182 | 0 | 11.5872 | 2.3819 | 0.080103 | 0 | 0 | 0.025182 | 0 | 11.6421 | 0 | 0.080103
|  |  | 9.167 | 173.6628 | 164.4959 | 54.5953 | 164.4959 | 0 | 150.4282 | 9.167 | 0 | 45.4284 | 9.167 | 0 | 0 | 0 | 9.167
|  |  | 7.1962 | 359.7416 | 352.5454 | 113.0939 | 257.9901 | 0 | 382.6192 | 101.7515 | 94.5553 | 105.8977 | 7.1962 | 0 | 0 | 0 | 101.7515
|  |  | 6.03 | 533.4044 | 527.3744 | 167.6892 | 0 | 0 | 382.6192 | 533.4044 | 527.3744 | 161.6592 | 6.03 | 0 | 0 | 0 | 533.4044
|  |  | 6.0645 | 655.401 | 649.3365 | 206.042 | 0 | 0 | 382.6192 | 655.401 | 649.3365 | 199.9775 | 6.0645 | 0 | 0 | 0 | 655.401
|  |  | 6.9622 | 740.3099 | 733.3477 | 232.7352 | 0 | 0 | 382.6192 | 740.3099 | 733.3477 | 225.773 | 6.9622 | 0 | 0 | 0 | 740.3099
|  |  | 9.2104 | 766.7438 | 757.5334 | 241.0454 | 0 | 0 | 382.6192 | 766.7438 | 757.5334 | 231.835 | 9.2104 | 0 | 0 | 0 | 766.7438
|  |  | 12.2202 | 735.1833 | 722.9631 | 231.1236 | 0 | 0 | 382.6192 | 735.1833 | 722.9631 | 218.9033 | 12.2202 | 0 | 0 | 0 | 735.1833
|  |  | 15.3949 | 654.0392 | 638.6443 | 205.6139 | 0 | 0 | 382.6192 | 654.0392 | 638.6443 | 80.198 | 15.3949 | 110.0209 | 0 | 99.0188 | 654.0392
|  |  | 18.6761 | 545.9004 | 527.2244 | 171.6177 | 0 | 0 | 382.6192 | 545.9004 | 527.2244 | 0 | 18.6761 | 152.9416 | 0 | 236.6663 | 545.9004
|  |  | 22.1391 | 384.1729 | 362.0338 | 120.7745 | 0 | 0 | 382.6192 | 384.1729 | 362.0338 | 0 | 22.1391 | 98.6354 | 0 | 325.4381 | 384.1729
|  |  | 26.0591 | 206.6652 | 180.606 | 64.9705 | 0 | 0 | 382.6192 | 206.6652 | 180.606 | 0 | 26.0591 | 38.9113 | 0 | 360.4583 | 206.6652
|  |  | 29.8278 | 2.8837 | -26.9441 | 0.90656 | 0 | 26.9441 | 352.6813 | 2.8837 | 0 | 0 | 0.90656 | 0 | 28.9213 | 328.3236 | 2.8837
|  |  | 32.3465 | 0 | -32.3465 | 0 | 0 | 32.3465 | 316.7408 | 0 | 0 | 0 | 0 | 0 | 32.3465 | 292.3831 | 0
|  |  | 33.6507 | 0 | -33.6507 | 0 | 0 | 33.6507 | 279.3511 | 0 | 0 | 0 | 0 | 0 | 33.6507 | 254.9934 | 0
|  |  | 34.0882 | 0 | -34.0882 | 0 | 0 | 34.0882 | 241.4753 | 0 | 0 | 0 | 0 | 0 | 34.0882 | 217.1176 | 0
|  |  | 33.501 | 0 | -33.501 | 0 | 0 | 33.501 | 204.252 | 0 | 0 | 0 | 0 | 0 | 33.501 | 179.8943 | 0
|  |  | 32.1465 | 0 | -32.1465 | 0 | 0 | 32.1465 | 168.5337 | 0 | 0 | 0 | 0 | 0 | 32.1465 | 144.176 | 0
|  |  | 24.0861 | 0 | -24.0861 | 0 | 0 | 24.0861 | 141.7714 | 0 | 0 | 0 | 0 | 0 | 24.0861 | 117.4137 | 0
|  |  | 22.6294 | 0 | -22.6294 | 0 | 0 | 22.6294 | 116.6276 | 0 | 0 | 0 | 0 | 0 | 22.6294 | 92.2699 | 0
|  |  | 20.8758 | 0 | -20.8758 | 0 | 0 | 20.8758 | 93.4323 | 0 | 0 | 0 | 0 | 0 | 20.8758 | 69.0746 | 0
|  |  | 18.9345 | 0 | -18.9345 | 0 | 0 | 18.9345 | 72.394 | 0 | 0 | 0 | 0 | 0 | 18.9345 | 48.0362 | 0
|  |  | 15.4144 | 0 | -15.4144 | 0 | 0 | 15.4144 | 55.2668 | 0 | 0 | 0 | 0 | 0 | 15.4144 | 30.9091 | 0
|  |  | 11.7376 | 0 | -11.7376 | 0 | 0 | 11.7376 | 42.225 | 0 | 0 | 0 | 0 | 0 | 11.7376 | 17.8673 | 0
|  |  | 16.1057 | 0.080103 | -16.0256 | 0.025182 | 0 | 16.0256 | 24.4188 | 0.080103 | 0 | 0 | 0.025182 | 0 | 16.0806 | 0 | 0.080103
|  |  | 19.9504 | 186.9599 | 167.0095 | 58.7756 | 167.0095 | 0 | 174.7273 | 19.9504 | 0 | 38.8252 | 19.9504 | 0 | 0 | 0 | 19.9504
|  |  | 26.3005 | 388.098 | 361.7974 | 122.0085 | 230.991 | 0 | 382.6192 | 157.1069 | 130.8064 | 95.7079 | 26.3005 | 0 | 0 | 0 | 157.1069
|  |  | 31.0713 | 558.7169 | 527.6456 | 175.6469 | 0 | 0 | 382.6192 | 558.7169 | 527.6456 | 144.5756 | 31.0713 | 0 | 0 | 0 | 558.7169
|  |  | 33.2435 | 690.9666 | 657.723 | 217.2229 | 0 | 0 | 382.6192 | 690.9666 | 657.723 | 183.9794 | 33.2435 | 0 | 0 | 0 | 690.9666
|  |  | 33.9264 | 770.5887 | 736.6623 | 242.2542 | 0 | 0 | 382.6192 | 770.5887 | 736.6623 | 208.3277 | 33.9264 | 0 | 0 | 0 | 770.5887
|  |  | 35.3688 | 799.7462 | 764.3774 | 251.4205 | 0 | 0 | 382.6192 | 799.7462 | 764.3774 | 216.0518 | 35.3688 | 0 | 0 | 0 | 799.7462
|  |  | 34.1685 | 776.997 | 742.8284 | 244.2688 | 0 | 0 | 382.6192 | 776.997 | 742.8284 | 115.6889 | 34.1685 | 94.4113 | 0 | 84.9702 | 776.997
|  |  | 35.1159 | 713.2352 | 678.1193 | 224.2236 | 0 | 0 | 382.6192 | 713.2352 | 678.1193 | 0 | 35.1159 | 189.1077 | 0 | 255.1671 | 713.2352
|  |  | 40.4938 | 594.2825 | 553.7887 | 186.8278 | 0 | 0 | 382.6192 | 594.2825 | 553.7887 | 0 | 40.4938 | 146.334 | 0 | 386.8677 | 594.2825
|  |  | 46.2897 | 438.7229 | 392.4333 | 137.9237 | 0 | 0 | 382.6192 | 438.7229 | 392.4333 | 0 | 46.2897 | 91.634 | 0 | 469.3384 | 438.7229
|  |  | 46.7678 | 247.037 | 200.2692 | 77.6624 | 0 | 0 | 382.6192 | 247.037 | 200.2692 | 0 | 46.7678 | 30.8946 | 0 | 497.1435 | 247.037
|  |  | 41.1187 | 2.8837 | -38.235 | 0.90656 | 0 | 38.235 | 340.1359 | 2.8837 | 0 | 0 | 0.90656 | 0 | 40.2121 | 452.4633 | 2.8837
|  |  | 30.6708 | 0 | -30.6708 | 0 | 0 | 30.6708 | 306.0573 | 0 | 0 | 0 | 0 | 0 | 30.6708 | 418.3847 | 0
|  |  | 23.3615 | 0 | -23.3615 | 0 | 0 | 23.3615 | 280.1001 | 0 | 0 | 0 | 0 | 0 | 23.3615 | 392.4275 | 0
|  |  | 23.6941 | 0 | -23.6941 | 0 | 0 | 23.6941 | 253.7732 | 0 | 0 | 0 | 0 | 0 | 23.6941 | 366.1007 | 0
|  |  | 24.2768 | 0 | -24.2768 | 0 | 0 | 24.2768 | 226.799 | 0 | 0 | 0 | 0 | 0 | 24.2768 | 339.1264 | 0
|  |  | 24.5562 | 0 | -24.5562 | 0 | 0 | 24.5562 | 199.5144 | 0 | 0 | 0 | 0 | 0 | 24.5562 | 311.8418 | 0
|  |  | 24.0861 | 0 | -24.0861 | 0 | 0 | 24.0861 | 172.752 | 0 | 0 | 0 | 0 | 0 | 24.0861 | 285.0795 | 0
|  |  | 22.6294 | 0 | -22.6294 | 0 | 0 | 22.6294 | 147.6083 | 0 | 0 | 0 | 0 | 0 | 22.6294 | 259.9357 | 0
|  |  | 20.8758 | 0 | -20.8758 | 0 | 0 | 20.8758 | 124.413 | 0 | 0 | 0 | 0 | 0 | 20.8758 | 236.7404 | 0
|  |  | 18.9345 | 0 | -18.9345 | 0 | 0 | 18.9345 | 103.3746 | 0 | 0 | 0 | 0 | 0 | 18.9345 | 215.702 | 0
|  |  | 15.4144 | 0 | -15.4144 | 0 | 0 | 15.4144 | 86.2475 | 0 | 0 | 0 | 0 | 0 | 15.4144 | 198.5749 | 0
|  |  | 11.7376 | 0 | -11.7376 | 0 | 0 | 11.7376 | 73.2057 | 0 | 0 | 0 | 0 | 0 | 11.7376 | 185.5331 | 0
|  |  | 16.1057 | 0.080103 | -16.0256 | 0.025182 | 0 | 16.0256 | 55.3994 | 0.080103 | 0 | 0 | 0.025182 | 0 | 16.0806 | 167.6658 | 0.080103
|  |  | 19.9504 | 43.1754 | 23.225 | 13.5733 | 23.225 | 0 | 76.3019 | 19.9504 | 0 | 0 | 13.5733 | 0 | 6.3771 | 160.5801 | 19.9504
|  |  | 26.3005 | 77.8599 | 51.5594 | 24.4772 | 51.5594 | 0 | 122.7054 | 26.3005 | 0 | 0 | 24.4772 | 0 | 1.8233 | 158.5543 | 26.3005
|  |  | 31.0713 | 102.9321 | 71.8608 | 32.3593 | 71.8608 | 0 | 187.3801 | 31.0713 | 0 | 0 | 31.0713 | 1.288 | 0 | 159.7135 | 31.0713
|  |  | 33.2435 | 214.9158 | 181.6722 | 67.5642 | 181.6722 | 0 | 350.8851 | 33.2435 | 0 | 0 | 33.2435 | 34.3207 | 0 | 190.6021 | 33.2435
|  |  | 33.9264 | 231.4169 | 197.4905 | 72.7518 | 35.2602 | 0 | 382.6192 | 196.1567 | 162.2303 | 0 | 33.9264 | 38.8254 | 0 | 225.545 | 196.1567
|  |  | 35.3688 | 312.1605 | 276.7918 | 98.1356 | 0 | 0 | 382.6192 | 312.1605 | 276.7918 | 0 | 35.3688 | 62.7668 | 0 | 282.0351 | 312.1605
|  |  | 34.1685 | 291.3338 | 257.1653 | 91.5882 | 0 | 0 | 382.6192 | 291.3338 | 257.1653 | 0 | 34.1685 | 57.4197 | 0 | 333.7128 | 291.3338
|  |  | 35.1159 | 110.6219 | 75.506 | 34.7768 | 0 | 0 | 382.6192 | 110.6219 | 75.506 | 0 | 34.7768 | 0 | 0.33908 | 333.336 | 110.6219
|  |  | 40.4938 | 239.9078 | 199.414 | 75.4211 | 0 | 0 | 382.6192 | 239.9078 | 199.414 | 0 | 40.4938 | 34.9273 | 0 | 364.7706 | 239.9078
|  |  | 46.2897 | 125.8415 | 79.5518 | 39.5615 | 0 | 0 | 382.6192 | 125.8415 | 79.5518 | 0 | 39.5615 | 0 | 6.7282 | 357.2948 | 125.8415
|  |  | 46.7678 | 68.1675 | 21.3997 | 21.4302 | 0 | 0 | 382.6192 | 68.1675 | 21.3997 | 0 | 21.4302 | 0 | 25.3376 | 329.1419 | 68.1675
|  |  | 41.1187 | 3.8449 | -37.2738 | 1.2088 | 0 | 37.2738 | 341.204 | 3.8449 | 0 | 0 | 1.2088 | 0 | 39.9099 | 284.7975 | 3.8449
|  |  | 30.6708 | 0 | -30.6708 | 0 | 0 | 30.6708 | 307.1254 | 0 | 0 | 0 | 0 | 0 | 30.6708 | 250.7189 | 0
|  |  | 23.3615 | 0 | -23.3615 | 0 | 0 | 23.3615 | 281.1681 | 0 | 0 | 0 | 0 | 0 | 23.3615 | 224.7617 | 0
|  |  | 23.6941 | 0 | -23.6941 | 0 | 0 | 23.6941 | 254.8413 | 0 | 0 | 0 | 0 | 0 | 23.6941 | 198.4349 | 0
|  |  | 24.2768 | 0 | -24.2768 | 0 | 0 | 24.2768 | 227.867 | 0 | 0 | 0 | 0 | 0 | 24.2768 | 171.4606 | 0
|  |  | 24.5562 | 0 | -24.5562 | 0 | 0 | 24.5562 | 200.5824 | 0 | 0 | 0 | 0 | 0 | 24.5562 | 144.176 | 0
|  |  | 24.0861 | 0 | -24.0861 | 0 | 0 | 24.0861 | 173.8201 | 0 | 0 | 0 | 0 | 0 | 24.0861 | 117.4137 | 0
|  |  | 22.6294 | 0 | -22.6294 | 0 | 0 | 22.6294 | 148.6763 | 0 | 0 | 0 | 0 | 0 | 22.6294 | 92.2699 | 0
|  |  | 20.8758 | 0 | -20.8758 | 0 | 0 | 20.8758 | 125.481 | 0 | 0 | 0 | 0 | 0 | 20.8758 | 69.0746 | 0
|  |  | 18.9345 | 0 | -18.9345 | 0 | 0 | 18.9345 | 104.4427 | 0 | 0 | 0 | 0 | 0 | 18.9345 | 48.0362 | 0
|  |  | 15.4144 | 0 | -15.4144 | 0 | 0 | 15.4144 | 87.3155 | 0 | 0 | 0 | 0 | 0 | 15.4144 | 30.9091 | 0
|  |  | 11.7376 | 0 | -11.7376 | 0 | 0 | 11.7376 | 74.2737 | 0 | 0 | 0 | 0 | 0 | 11.7376 | 17.8673 | 0
|  |  | 16.1057 | 0.080103 | -16.0256 | 0.025182 | 0 | 16.0256 | 56.4674 | 0.080103 | 0 | 0 | 0.025182 | 0 | 16.0806 | 0 | 0.080103
|  |  | 19.9504 | 182.8746 | 162.9243 | 57.4913 | 162.9243 | 0 | 203.0993 | 19.9504 | 0 | 37.5409 | 19.9504 | 0 | 0 | 0 | 19.9504
|  |  | 26.3005 | 385.2944 | 358.9939 | 121.1271 | 199.4666 | 0 | 382.6192 | 185.8278 | 159.5272 | 94.8266 | 26.3005 | 0 | 0 | 0 | 185.8278
|  |  | 31.0713 | 559.4378 | 528.3665 | 175.8735 | 0 | 0 | 382.6192 | 559.4378 | 528.3665 | 144.8022 | 31.0713 | 0 | 0 | 0 | 559.4378
|  |  | 33.2435 | 690.5661 | 657.3225 | 217.097 | 0 | 0 | 382.6192 | 690.5661 | 657.3225 | 183.8535 | 33.2435 | 0 | 0 | 0 | 690.5661
|  |  | 33.9264 | 775.1546 | 741.2282 | 243.6896 | 0 | 0 | 382.6192 | 775.1546 | 741.2282 | 209.7631 | 33.9264 | 0 | 0 | 0 | 775.1546
|  |  | 35.3688 | 811.3611 | 775.9923 | 255.072 | 0 | 0 | 382.6192 | 811.3611 | 775.9923 | 219.7032 | 35.3688 | 0 | 0 | 0 | 811.3611
|  |  | 34.1685 | 790.1338 | 755.9653 | 248.3987 | 0 | 0 | 382.6192 | 790.1338 | 755.9653 | 214.2301 | 34.1685 | 0 | 0 | 0 | 790.1338
|  |  | 35.1159 | 724.2092 | 689.0933 | 227.6736 | 0 | 0 | 382.6192 | 724.2092 | 689.0933 | 73.4064 | 35.1159 | 119.1513 | 0 | 107.2362 | 724.2092
|  |  | 40.4938 | 598.4479 | 557.954 | 188.1373 | 0 | 0 | 382.6192 | 598.4479 | 557.954 | 0 | 40.4938 | 147.6435 | 0 | 240.1153 | 598.4479
|  |  | 46.2897 | 433.2759 | 386.9863 | 136.2113 | 0 | 0 | 382.6192 | 433.2759 | 386.9863 | 0 | 46.2897 | 89.9216 | 0 | 321.0448 | 433.2759
|  |  | 46.7678 | 239.7476 | 192.9799 | 75.3708 | 0 | 0 | 382.6192 | 239.7476 | 192.9799 | 0 | 46.7678 | 28.603 | 0 | 346.7875 | 239.7476
|  |  | 41.1187 | 3.8449 | -37.2738 | 1.2088 | 0 | 37.2738 | 341.204 | 3.8449 | 0 | 0 | 1.2088 | 0 | 39.9099 | 302.4431 | 3.8449
|  |  | 30.6708 | 0 | -30.6708 | 0 | 0 | 30.6708 | 307.1254 | 0 | 0 | 0 | 0 | 0 | 30.6708 | 268.3645 | 0
|  |  | 23.3615 | 0 | -23.3615 | 0 | 0 | 23.3615 | 281.1681 | 0 | 0 | 0 | 0 | 0 | 23.3615 | 242.4072 | 0
|  |  | 23.6941 | 0 | -23.6941 | 0 | 0 | 23.6941 | 254.8413 | 0 | 0 | 0 | 0 | 0 | 23.6941 | 216.0804 | 0
|  |  | 24.2768 | 0 | -24.2768 | 0 | 0 | 24.2768 | 227.867 | 0 | 0 | 0 | 0 | 0 | 24.2768 | 189.1061 | 0
|  |  | 24.5562 | 0 | -24.5562 | 0 | 0 | 24.5562 | 200.5824 | 0 | 0 | 0 | 0 | 0 | 24.5562 | 161.8215 | 0
|  |  | 24.0861 | 0 | -24.0861 | 0 | 0 | 24.0861 | 173.8201 | 0 | 0 | 0 | 0 | 0 | 24.0861 | 135.0592 | 0
|  |  | 22.6294 | 0 | -22.6294 | 0 | 0 | 22.6294 | 148.6763 | 0 | 0 | 0 | 0 | 0 | 22.6294 | 109.9154 | 0
|  |  | 20.8758 | 0 | -20.8758 | 0 | 0 | 20.8758 | 125.481 | 0 | 0 | 0 | 0 | 0 | 20.8758 | 86.7201 | 0
|  |  | 18.9345 | 0 | -18.9345 | 0 | 0 | 18.9345 | 104.4427 | 0 | 0 | 0 | 0 | 0 | 18.9345 | 65.6818 | 0
|  |  | 15.4144 | 0 | -15.4144 | 0 | 0 | 15.4144 | 87.3155 | 0 | 0 | 0 | 0 | 0 | 15.4144 | 48.5547 | 0
|  |  | 11.7376 | 0 | -11.7376 | 0 | 0 | 11.7376 | 74.2737 | 0 | 0 | 0 | 0 | 0 | 11.7376 | 35.5128 | 0
|  |  | 16.1057 | 0.24031 | -15.8654 | 0.075547 | 0 | 15.8654 | 56.6454 | 0.24031 | 0 | 0 | 0.075547 | 0 | 16.0302 | 17.7015 | 0.24031
|  |  | 19.9504 | 19.3048 | -0.64561 | 6.0689 | 0 | 0.64561 | 55.9281 | 19.3048 | 0 | 0 | 6.0689 | 0 | 13.8814 | 2.2777 | 19.3048
|  |  | 26.3005 | 77.139 | 50.8385 | 24.2506 | 50.8385 | 0 | 101.6827 | 26.3005 | 0 | 0 | 24.2506 | 0 | 2.0499 | 0 | 26.3005
|  |  | 31.0713 | 417.0952 | 386.0239 | 131.1245 | 312.1517 | 0 | 382.6192 | 104.9435 | 73.8722 | 100.0532 | 31.0713 | 0 | 0 | 0 | 104.9435
|  |  | 33.2435 | 517.3038 | 484.0602 | 162.6276 | 0 | 0 | 382.6192 | 517.3038 | 484.0602 | 129.384 | 33.2435 | 0 | 0 | 0 | 517.3038
|  |  | 33.9264 | 418.6972 | 384.7708 | 131.6281 | 0 | 0 | 382.6192 | 418.6972 | 384.7708 | 97.7017 | 33.9264 | 0 | 0 | 0 | 418.6972
|  |  | 35.3688 | 394.346 | 358.9772 | 123.9727 | 0 | 0 | 382.6192 | 394.346 | 358.9772 | 49.1858 | 35.3688 | 39.4181 | 0 | 35.4763 | 394.346
|  |  | 34.1685 | 423.9039 | 389.7354 | 133.265 | 0 | 0 | 382.6192 | 423.9039 | 389.7354 | 0 | 34.1685 | 99.0964 | 0 | 124.6631 | 423.9039
|  |  | 35.1159 | 571.293 | 536.1771 | 179.6005 | 0 | 0 | 382.6192 | 571.293 | 536.1771 | 0 | 35.1159 | 144.4846 | 0 | 254.6992 | 571.293
|  |  | 40.4938 | 273.0704 | 232.5765 | 85.8466 | 0 | 0 | 382.6192 | 273.0704 | 232.5765 | 0 | 40.4938 | 45.3528 | 0 | 295.5167 | 273.0704
|  |  | 46.2897 | 212.9933 | 166.7036 | 66.9599 | 0 | 0 | 382.6192 | 212.9933 | 166.7036 | 0 | 46.2897 | 20.6702 | 0 | 314.1199 | 212.9933
|  |  | 46.7678 | 198.4947 | 151.7269 | 62.4019 | 0 | 0 | 382.6192 | 198.4947 | 151.7269 | 0 | 46.7678 | 15.6341 | 0 | 328.1906 | 198.4947
|  |  | 41.1187 | 6.5684 | -34.5503 | 2.065 | 0 | 34.5503 | 344.2301 | 6.5684 | 0 | 0 | 2.065 | 0 | 39.0537 | 284.7975 | 6.5684
|  |  | 30.6708 | 0 | -30.6708 | 0 | 0 | 30.6708 | 310.1515 | 0 | 0 | 0 | 0 | 0 | 30.6708 | 250.7189 | 0
|  |  | 23.3615 | 0 | -23.3615 | 0 | 0 | 23.3615 | 284.1942 | 0 | 0 | 0 | 0 | 0 | 23.3615 | 224.7617 | 0
|  |  | 23.6941 | 0 | -23.6941 | 0 | 0 | 23.6941 | 257.8674 | 0 | 0 | 0 | 0 | 0 | 23.6941 | 198.4349 | 0
|  |  | 24.2768 | 0 | -24.2768 | 0 | 0 | 24.2768 | 230.8931 | 0 | 0 | 0 | 0 | 0 | 24.2768 | 171.4606 | 0
|  |  | 24.5562 | 0 | -24.5562 | 0 | 0 | 24.5562 | 203.6085 | 0 | 0 | 0 | 0 | 0 | 24.5562 | 144.176 | 0
|  |  | 24.0861 | 0 | -24.0861 | 0 | 0 | 24.0861 | 176.8462 | 0 | 0 | 0 | 0 | 0 | 24.0861 | 117.4137 | 0
|  |  | 22.6294 | 0 | -22.6294 | 0 | 0 | 22.6294 | 151.7024 | 0 | 0 | 0 | 0 | 0 | 22.6294 | 92.2699 | 0
|  |  | 20.8758 | 0 | -20.8758 | 0 | 0 | 20.8758 | 128.5071 | 0 | 0 | 0 | 0 | 0 | 20.8758 | 69.0746 | 0
|  |  | 18.9345 | 0 | -18.9345 | 0 | 0 | 18.9345 | 107.4688 | 0 | 0 | 0 | 0 | 0 | 18.9345 | 48.0362 | 0
|  |  | 15.4144 | 0 | -15.4144 | 0 | 0 | 15.4144 | 90.3416 | 0 | 0 | 0 | 0 | 0 | 15.4144 | 30.9091 | 0
|  |  | 11.7376 | 0 | -11.7376 | 0 | 0 | 11.7376 | 77.2998 | 0 | 0 | 0 | 0 | 0 | 11.7376 | 17.8673 | 0
|  |  | 16.1057 | 0.080103 | -16.0256 | 0.025182 | 0 | 16.0256 | 59.4935 | 0.080103 | 0 | 0 | 0.025182 | 0 | 16.0806 | 0 | 0.080103
|  |  | 19.9504 | 106.2163 | 86.2659 | 33.3918 | 86.2659 | 0 | 137.1329 | 19.9504 | 0 | 13.4414 | 19.9504 | 0 | 0 | 0 | 19.9504
|  |  | 26.3005 | 230.7761 | 204.4756 | 72.5503 | 204.4756 | 0 | 321.1609 | 26.3005 | 0 | 46.2498 | 26.3005 | 0 | 0 | 0 | 26.3005
|  |  | 31.0713 | 342.1991 | 311.1278 | 107.579 | 68.2871 | 0 | 382.6192 | 273.912 | 242.8407 | 76.5077 | 31.0713 | 0 | 0 | 0 | 273.912
|  |  | 33.2435 | 441.3663 | 408.1228 | 138.7547 | 0 | 0 | 382.6192 | 441.3663 | 408.1228 | 105.5112 | 33.2435 | 0 | 0 | 0 | 441.3663
|  |  | 33.9264 | 498.8 | 464.8736 | 156.8105 | 0 | 0 | 382.6192 | 498.8 | 464.8736 | 122.884 | 33.9264 | 0 | 0 | 0 | 498.8
|  |  | 35.3688 | 522.4303 | 487.0616 | 164.2393 | 0 | 0 | 382.6192 | 522.4303 | 487.0616 | 60.9847 | 35.3688 | 67.8857 | 0 | 61.0972 | 522.4303
|  |  | 34.1685 | 518.265 | 484.0964 | 162.9298 | 0 | 0 | 382.6192 | 518.265 | 484.0964 | 0 | 34.1685 | 128.7612 | 0 | 176.9823 | 518.265
|  |  | 35.1159 | 434.878 | 399.7621 | 136.715 | 0 | 0 | 382.6192 | 434.878 | 399.7621 | 0 | 35.1159 | 101.5991 | 0 | 268.4214 | 434.878
|  |  | 40.4938 | 356.2972 | 315.8033 | 112.0111 | 0 | 0 | 382.6192 | 356.2972 | 315.8033 | 0 | 40.4938 | 71.5172 | 0 | 332.787 | 356.2972
|  |  | 46.2897 | 248.7191 | 202.4295 | 78.1912 | 0 | 0 | 382.6192 | 248.7191 | 202.4295 | 0 | 46.2897 | 31.9015 | 0 | 361.4983 | 248.7191
|  |  | 46.7678 | 117.1103 | 70.3425 | 36.8166 | 0 | 0 | 382.6192 | 117.1103 | 70.3425 | 0 | 36.8166 | 0 | 9.9512 | 350.4414 | 117.1103
|  |  | 41.1187 | 2.6434 | -38.4753 | 0.83102 | 0 | 38.4753 | 339.8689 | 2.6434 | 0 | 0 | 0.83102 | 0 | 40.2877 | 305.6774 | 2.6434
|  |  | 30.6708 | 0 | -30.6708 | 0 | 0 | 30.6708 | 305.7903 | 0 | 0 | 0 | 0 | 0 | 30.6708 | 271.5988 | 0
|  |  | 23.3615 | 0 | -23.3615 | 0 | 0 | 23.3615 | 279.833 | 0 | 0 | 0 | 0 | 0 | 23.3615 | 245.6415 | 0
|  |  | 23.6941 | 0 | -23.6941 | 0 | 0 | 23.6941 | 253.5062 | 0 | 0 | 0 | 0 | 0 | 23.6941 | 219.3147 | 0
|  |  | 24.2768 | 0 | -24.2768 | 0 | 0 | 24.2768 | 226.532 | 0 | 0 | 0 | 0 | 0 | 24.2768 | 192.3404 | 0
|  |  | 24.5562 | 0 | -24.5562 | 0 | 0 | 24.5562 | 199.2473 | 0 | 0 | 0 | 0 | 0 | 24.5562 | 165.0558 | 0
|  |  | 30.2465 | 0 | -30.2465 | 0 | 0 | 30.2465 | 165.6402 | 0 | 0 | 0 | 0 | 0 | 30.2465 | 131.4486 | 0
|  |  | 28.1491 | 0 | -28.1491 | 0 | 0 | 28.1491 | 134.3634 | 0 | 0 | 0 | 0 | 0 | 28.1491 | 100.1718 | 0
|  |  | 25.2107 | 0 | -25.2107 | 0 | 0 | 25.2107 | 106.3515 | 0 | 0 | 0 | 0 | 0 | 25.2107 | 72.1599 | 0
|  |  | 21.4417 | 0 | -21.4417 | 0 | 0 | 21.4417 | 82.5274 | 0 | 0 | 0 | 0 | 0 | 21.4417 | 48.3359 | 0
|  |  | 17.5188 | 0 | -17.5188 | 0 | 0 | 17.5188 | 63.0621 | 0 | 0 | 0 | 0 | 0 | 17.5188 | 28.8705 | 0
|  |  | 14.3414 | 0 | -14.3414 | 0 | 0 | 14.3414 | 47.1272 | 0 | 0 | 0 | 0 | 0 | 14.3414 | 12.9356 | 0
|  |  | 11.6673 | 0.080103 | -11.5872 | 0.025182 | 0 | 11.5872 | 34.2526 | 0.080103 | 0 | 0 | 0.025182 | 0 | 11.6421 | 0 | 0.080103
|  |  | 9.167 | 175.9858 | 166.8188 | 55.3256 | 166.8188 | 0 | 184.3895 | 9.167 | 0 | 46.1587 | 9.167 | 0 | 0 | 0 | 9.167
|  |  | 7.1962 | 368.633 | 361.4368 | 115.8892 | 220.2552 | 0 | 382.6192 | 148.3778 | 141.1815 | 108.6929 | 7.1962 | 0 | 0 | 0 | 148.3778
|  |  | 6.03 | 531.9626 | 525.9326 | 167.236 | 0 | 0 | 382.6192 | 531.9626 | 525.9326 | 161.206 | 6.03 | 0 | 0 | 0 | 531.9626
|  |  | 6.0645 | 666.6153 | 660.5509 | 209.5675 | 0 | 0 | 382.6192 | 666.6153 | 660.5509 | 203.503 | 6.0645 | 0 | 0 | 0 | 666.6153
|  |  | 6.9622 | 749.6018 | 742.6396 | 235.6564 | 0 | 0 | 382.6192 | 749.6018 | 742.6396 | 228.6942 | 6.9622 | 0 | 0 | 0 | 749.6018
|  |  | 9.2104 | 783.0848 | 773.8744 | 246.1826 | 0 | 0 | 382.6192 | 783.0848 | 773.8744 | 236.9722 | 9.2104 | 0 | 0 | 0 | 783.0848
|  |  | 12.2202 | 765.8627 | 753.6425 | 240.7684 | 0 | 0 | 382.6192 | 765.8627 | 753.6425 | 228.5482 | 12.2202 | 0 | 0 | 0 | 765.8627
|  |  | 15.3949 | 700.5789 | 685.184 | 220.2448 | 0 | 0 | 382.6192 | 700.5789 | 685.184 | 110.4911 | 15.3949 | 94.3588 | 0 | 84.9229 | 700.5789
|  |  | 18.6761 | 585.5513 | 566.8752 | 184.0829 | 0 | 0 | 382.6192 | 585.5513 | 566.8752 | 0 | 18.6761 | 165.4069 | 0 | 233.7891 | 585.5513
|  |  | 22.1391 | 431.9142 | 409.7751 | 135.7832 | 0 | 0 | 382.6192 | 431.9142 | 409.7751 | 0 | 22.1391 | 113.6441 | 0 | 336.0687 | 431.9142
|  |  | 26.0591 | 241.1094 | 215.0502 | 75.7989 | 0 | 0 | 382.6192 | 241.1094 | 215.0502 | 0 | 26.0591 | 49.7397 | 0 | 380.8345 | 241.1094
|  |  | 29.8278 | 4.3256 | -25.5023 | 1.3598 | 0 | 25.5023 | 354.2834 | 4.3256 | 0 | 0 | 1.3598 | 0 | 28.468 | 349.2034 | 4.3256
|  |  | 32.3465 | 0 | -32.3465 | 0 | 0 | 32.3465 | 318.3429 | 0 | 0 | 0 | 0 | 0 | 32.3465 | 313.2629 | 0
|  |  | 33.6507 | 0 | -33.6507 | 0 | 0 | 33.6507 | 280.9532 | 0 | 0 | 0 | 0 | 0 | 33.6507 | 275.8732 | 0
|  |  | 34.0882 | 0 | -34.0882 | 0 | 0 | 34.0882 | 243.0774 | 0 | 0 | 0 | 0 | 0 | 34.0882 | 237.9974 | 0
|  |  | 33.501 | 0 | -33.501 | 0 | 0 | 33.501 | 205.8541 | 0 | 0 | 0 | 0 | 0 | 33.501 | 200.7741 | 0
|  |  | 32.1465 | 0 | -32.1465 | 0 | 0 | 32.1465 | 170.1358 | 0 | 0 | 0 | 0 | 0 | 32.1465 | 165.0558 | 0
|  |  | 30.2465 | 0 | -30.2465 | 0 | 0 | 30.2465 | 136.5286 | 0 | 0 | 0 | 0 | 0 | 30.2465 | 131.4486 | 0
|  |  | 28.1491 | 0 | -28.1491 | 0 | 0 | 28.1491 | 105.2518 | 0 | 0 | 0 | 0 | 0 | 28.1491 | 100.1718 | 0
|  |  | 25.2107 | 0 | -25.2107 | 0 | 0 | 25.2107 | 77.2399 | 0 | 0 | 0 | 0 | 0 | 25.2107 | 72.1599 | 0
|  |  | 21.4417 | 0 | -21.4417 | 0 | 0 | 21.4417 | 53.4159 | 0 | 0 | 0 | 0 | 0 | 21.4417 | 48.3359 | 0
|  |  | 17.5188 | 0 | -17.5188 | 0 | 0 | 17.5188 | 33.9505 | 0 | 0 | 0 | 0 | 0 | 17.5188 | 28.8705 | 0
|  |  | 14.3414 | 0 | -14.3414 | 0 | 0 | 14.3414 | 18.0156 | 0 | 0 | 0 | 0 | 0 | 14.3414 | 12.9356 | 0
|  |  | 11.6673 | 0.080103 | -11.5872 | 0.025182 | 0 | 11.5872 | 5.141 | 0.080103 | 0 | 0 | 0.025182 | 0 | 11.6421 | 0 | 0.080103
|  |  | 9.167 | 172.3812 | 163.2142 | 54.1924 | 163.2142 | 0 | 152.0338 | 9.167 | 0 | 45.0254 | 9.167 | 0 | 0 | 0 | 9.167
|  |  | 7.1962 | 363.7467 | 356.5505 | 114.353 | 256.2061 | 0 | 382.6192 | 107.5407 | 100.3445 | 107.1568 | 7.1962 | 0 | 0 | 0 | 107.5407
|  |  | 6.03 | 525.1538 | 519.1238 | 165.0955 | 0 | 0 | 382.6192 | 525.1538 | 519.1238 | 159.0655 | 6.03 | 0 | 0 | 0 | 525.1538
|  |  | 6.0645 | 644.3468 | 638.2823 | 202.5668 | 0 | 0 | 382.6192 | 644.3468 | 638.2823 | 196.5023 | 6.0645 | 0 | 0 | 0 | 644.3468
|  |  | 6.9622 | 731.6588 | 724.6966 | 230.0155 | 0 | 0 | 382.6192 | 731.6588 | 724.6966 | 223.0534 | 6.9622 | 0 | 0 | 0 | 731.6588
|  |  | 9.2104 | 767.7852 | 758.5747 | 241.3728 | 0 | 0 | 382.6192 | 767.7852 | 758.5747 | 232.1624 | 9.2104 | 0 | 0 | 0 | 767.7852
|  |  | 12.2202 | 754.9687 | 742.7485 | 237.3436 | 0 | 0 | 382.6192 | 754.9687 | 742.7485 | 225.1234 | 12.2202 | 0 | 0 | 0 | 754.9687
|  |  | 15.3949 | 698.9769 | 683.5819 | 219.7412 | 0 | 0 | 382.6192 | 698.9769 | 683.5819 | 131.6185 | 15.3949 | 72.7277 | 0 | 65.455 | 698.9769
|  |  | 18.6761 | 585.7115 | 567.0354 | 184.1333 | 0 | 0 | 382.6192 | 585.7115 | 567.0354 | 0 | 18.6761 | 165.4572 | 0 | 214.3665 | 585.7115
|  |  | 22.1391 | 425.506 | 403.3668 | 133.7686 | 0 | 0 | 382.6192 | 425.506 | 403.3668 | 0 | 22.1391 | 111.6295 | 0 | 314.833 | 425.506
|  |  | 26.0591 | 242.0706 | 216.0115 | 76.101 | 0 | 0 | 382.6192 | 242.0706 | 216.0115 | 0 | 26.0591 | 50.0419 | 0 | 359.8707 | 242.0706
|  |  | 29.8278 | 4.5659 | -25.262 | 1.4354 | 0 | 25.262 | 354.5504 | 4.5659 | 0 | 0 | 1.4354 | 0 | 28.3924 | 328.3236 | 4.5659
|  |  | 32.3465 | 0 | -32.3465 | 0 | 0 | 32.3465 | 318.6099 | 0 | 0 | 0 | 0 | 0 | 32.3465 | 292.3831 | 0
|  |  | 33.6507 | 0 | -33.6507 | 0 | 0 | 33.6507 | 281.2202 | 0 | 0 | 0 | 0 | 0 | 33.6507 | 254.9934 | 0
|  |  | 34.0882 | 0 | -34.0882 | 0 | 0 | 34.0882 | 243.3444 | 0 | 0 | 0 | 0 | 0 | 34.0882 | 217.1176 | 0
|  |  | 33.501 | 0 | -33.501 | 0 | 0 | 33.501 | 206.1211 | 0 | 0 | 0 | 0 | 0 | 33.501 | 179.8943 | 0
|  |  | 32.1465 | 0 | -32.1465 | 0 | 0 | 32.1465 | 170.4028 | 0 | 0 | 0 | 0 | 0 | 32.1465 | 144.176 | 0
|  |  | 24.0861 | 0 | -24.0861 | 0 | 0 | 24.0861 | 143.6405 | 0 | 0 | 0 | 0 | 0 | 24.0861 | 117.4137 | 0
|  |  | 22.6294 | 0 | -22.6294 | 0 | 0 | 22.6294 | 118.4967 | 0 | 0 | 0 | 0 | 0 | 22.6294 | 92.2699 | 0
|  |  | 20.8758 | 0 | -20.8758 | 0 | 0 | 20.8758 | 95.3014 | 0 | 0 | 0 | 0 | 0 | 20.8758 | 69.0746 | 0
|  |  | 18.9345 | 0 | -18.9345 | 0 | 0 | 18.9345 | 74.2631 | 0 | 0 | 0 | 0 | 0 | 18.9345 | 48.0362 | 0
|  |  | 15.4144 | 0 | -15.4144 | 0 | 0 | 15.4144 | 57.1359 | 0 | 0 | 0 | 0 | 0 | 15.4144 | 30.9091 | 0
|  |  | 11.7376 | 0 | -11.7376 | 0 | 0 | 11.7376 | 44.0941 | 0 | 0 | 0 | 0 | 0 | 11.7376 | 17.8673 | 0
|  |  | 16.1057 | 0.080103 | -16.0256 | 0.025182 | 0 | 16.0256 | 26.2878 | 0.080103 | 0 | 0 | 0.025182 | 0 | 16.0806 | 0 | 0.080103
|  |  | 19.9504 | 167.8954 | 147.9451 | 52.7822 | 147.9451 | 0 | 159.4384 | 19.9504 | 0 | 32.8318 | 19.9504 | 0 | 0 | 0 | 19.9504
|  |  | 26.3005 | 355.1757 | 328.8752 | 111.6585 | 247.9787 | 0 | 382.6192 | 107.197 | 80.8965 | 85.358 | 26.3005 | 0 | 0 | 0 | 107.197
|  |  | 31.0713 | 515.6216 | 484.5503 | 162.0988 | 0 | 0 | 382.6192 | 515.6216 | 484.5503 | 131.0275 | 31.0713 | 0 | 0 | 0 | 515.6216
|  |  | 33.2435 | 629.3675 | 596.124 | 197.8577 | 0 | 0 | 382.6192 | 629.3675 | 596.124 | 164.6142 | 33.2435 | 0 | 0 | 0 | 629.3675
|  |  | 33.9264 | 707.0672 | 673.1408 | 222.2846 | 0 | 0 | 382.6192 | 707.0672 | 673.1408 | 188.3581 | 33.9264 | 0 | 0 | 0 | 707.0672
|  |  | 35.3688 | 757.3718 | 722.003 | 238.0991 | 0 | 0 | 382.6192 | 757.3718 | 722.003 | 202.7303 | 35.3688 | 0 | 0 | 0 | 757.3718
|  |  | 34.1685 | 737.6665 | 703.498 | 231.9042 | 0 | 0 | 382.6192 | 737.6665 | 703.498 | 197.7357 | 34.1685 | 0 | 0 | 0 | 737.6665
|  |  | 35.1159 | 678.5507 | 643.4348 | 213.3197 | 0 | 0 | 382.6192 | 678.5507 | 643.4348 | 68.8667 | 35.1159 | 109.337 | 0 | 98.4033 | 678.5507
|  |  | 40.4938 | 573.2155 | 532.7217 | 180.2049 | 0 | 0 | 382.6192 | 573.2155 | 532.7217 | 0 | 40.4938 | 139.711 | 0 | 224.1433 | 573.2155
|  |  | 46.2897 | 423.8238 | 377.5341 | 133.2398 | 0 | 0 | 382.6192 | 423.8238 | 377.5341 | 0 | 46.2897 | 86.9501 | 0 | 302.3984 | 423.8238
|  |  | 46.7678 | 241.1094 | 194.3416 | 75.7989 | 0 | 0 | 382.6192 | 241.1094 | 194.3416 | 0 | 46.7678 | 29.0311 | 0 | 328.5263 | 241.1094
|  |  | 41.1187 | 5.6072 | -35.5115 | 1.7628 | 0 | 35.5115 | 343.162 | 5.6072 | 0 | 0 | 1.7628 | 0 | 39.3559 | 284.7975 | 5.6072
|  |  | 30.6708 | 0 | -30.6708 | 0 | 0 | 30.6708 | 309.0834 | 0 | 0 | 0 | 0 | 0 | 30.6708 | 250.7189 | 0
|  |  | 23.3615 | 0 | -23.3615 | 0 | 0 | 23.3615 | 283.1262 | 0 | 0 | 0 | 0 | 0 | 23.3615 | 224.7617 | 0
|  |  | 23.6941 | 0 | -23.6941 | 0 | 0 | 23.6941 | 256.7994 | 0 | 0 | 0 | 0 | 0 | 23.6941 | 198.4349 | 0
|  |  | 24.2768 | 0 | -24.2768 | 0 | 0 | 24.2768 | 229.8251 | 0 | 0 | 0 | 0 | 0 | 24.2768 | 171.4606 | 0
|  |  | 24.5562 | 0 | -24.5562 | 0 | 0 | 24.5562 | 202.5405 | 0 | 0 | 0 | 0 | 0 | 24.5562 | 144.176 | 0
|  |  | 24.0861 | 0 | -24.0861 | 0 | 0 | 24.0861 | 175.7781 | 0 | 0 | 0 | 0 | 0 | 24.0861 | 117.4137 | 0
|  |  | 22.6294 | 0 | -22.6294 | 0 | 0 | 22.6294 | 150.6344 | 0 | 0 | 0 | 0 | 0 | 22.6294 | 92.2699 | 0
|  |  | 20.8758 | 0 | -20.8758 | 0 | 0 | 20.8758 | 127.4391 | 0 | 0 | 0 | 0 | 0 | 20.8758 | 69.0746 | 0
|  |  | 18.9345 | 0 | -18.9345 | 0 | 0 | 18.9345 | 106.4007 | 0 | 0 | 0 | 0 | 0 | 18.9345 | 48.0362 | 0
|  |  | 15.4144 | 0 | -15.4144 | 0 | 0 | 15.4144 | 89.2736 | 0 | 0 | 0 | 0 | 0 | 15.4144 | 30.9091 | 0
|  |  | 11.7376 | 0 | -11.7376 | 0 | 0 | 11.7376 | 76.2318 | 0 | 0 | 0 | 0 | 0 | 11.7376 | 17.8673 | 0
|  |  | 16.1057 | 0.080103 | -16.0256 | 0.025182 | 0 | 16.0256 | 58.4255 | 0.080103 | 0 | 0 | 0.025182 | 0 | 16.0806 | 0 | 0.080103
|  |  | 19.9504 | 203.9417 | 183.9913 | 64.1143 | 183.9913 | 0 | 224.0177 | 19.9504 | 0 | 44.1639 | 19.9504 | 0 | 0 | 0 | 19.9504
|  |  | 26.3005 | 421.9814 | 395.6809 | 132.6606 | 176.224 | 0 | 382.6192 | 245.7575 | 219.457 | 106.3601 | 26.3005 | 0 | 0 | 0 | 245.7575
|  |  | 31.0713 | 609.5021 | 578.4308 | 191.6125 | 0 | 0 | 382.6192 | 609.5021 | 578.4308 | 160.5412 | 31.0713 | 0 | 0 | 0 | 609.5021
|  |  | 33.2435 | 753.3667 | 720.1231 | 236.84 | 0 | 0 | 382.6192 | 753.3667 | 720.1231 | 203.5964 | 33.2435 | 0 | 0 | 0 | 753.3667
|  |  | 33.9264 | 846.4461 | 812.5197 | 266.1018 | 0 | 0 | 382.6192 | 846.4461 | 812.5197 | 232.1754 | 33.9264 | 0 | 0 | 0 | 846.4461
|  |  | 35.3688 | 885.7765 | 850.4078 | 278.4664 | 0 | 0 | 382.6192 | 885.7765 | 850.4078 | 243.0976 | 35.3688 | 0 | 0 | 0 | 885.7765
|  |  | 34.1685 | 866.5519 | 832.3833 | 272.4226 | 0 | 0 | 382.6192 | 866.5519 | 832.3833 | 238.2541 | 34.1685 | 0 | 0 | 0 | 866.5519
|  |  | 35.1159 | 790.8548 | 755.7389 | 248.6253 | 0 | 0 | 382.6192 | 790.8548 | 755.7389 | 165.4385 | 35.1159 | 48.0709 | 0 | 43.2638 | 790.8548
|  |  | 40.4938 | 663.9719 | 623.4781 | 208.7365 | 0 | 0 | 382.6192 | 663.9719 | 623.4781 | 0 | 40.4938 | 168.2426 | 0 | 194.6822 | 663.9719
|  |  | 46.2897 | 490.1489 | 443.8592 | 154.0908 | 0 | 0 | 382.6192 | 490.1489 | 443.8592 | 0 | 46.2897 | 107.8011 | 0 | 291.7031 | 490.1489
|  |  | 46.7678 | 281.4812 | 234.7134 | 88.4908 | 0 | 0 | 382.6192 | 281.4812 | 234.7134 | 0 | 46.7678 | 41.723 | 0 | 329.2538 | 281.4812
|  |  | 41.1187 | 3.5245 | -37.5942 | 1.108 | 0 | 37.5942 | 340.848 | 3.5245 | 0 | 0 | 1.108 | 0 | 40.0107 | 284.7975 | 3.5245
|  |  | 30.6708 | 0 | -30.6708 | 0 | 0 | 30.6708 | 306.7693 | 0 | 0 | 0 | 0 | 0 | 30.6708 | 250.7189 | 0
|  |  | 23.3615 | 0 | -23.3615 | 0 | 0 | 23.3615 | 280.8121 | 0 | 0 | 0 | 0 | 0 | 23.3615 | 224.7617 | 0
|  |  | 23.6941 | 0 | -23.6941 | 0 | 0 | 23.6941 | 254.4853 | 0 | 0 | 0 | 0 | 0 | 23.6941 | 198.4349 | 0
|  |  | 24.2768 | 0 | -24.2768 | 0 | 0 | 24.2768 | 227.511 | 0 | 0 | 0 | 0 | 0 | 24.2768 | 171.4606 | 0
|  |  | 24.5562 | 0 | -24.5562 | 0 | 0 | 24.5562 | 200.2264 | 0 | 0 | 0 | 0 | 0 | 24.5562 | 144.176 | 0
|  |  | 24.0861 | 0 | -24.0861 | 0 | 0 | 24.0861 | 173.4641 | 0 | 0 | 0 | 0 | 0 | 24.0861 | 117.4137 | 0
|  |  | 22.6294 | 0 | -22.6294 | 0 | 0 | 22.6294 | 148.3203 | 0 | 0 | 0 | 0 | 0 | 22.6294 | 92.2699 | 0
|  |  | 20.8758 | 0 | -20.8758 | 0 | 0 | 20.8758 | 125.125 | 0 | 0 | 0 | 0 | 0 | 20.8758 | 69.0746 | 0
|  |  | 18.9345 | 0 | -18.9345 | 0 | 0 | 18.9345 | 104.0867 | 0 | 0 | 0 | 0 | 0 | 18.9345 | 48.0362 | 0
|  |  | 15.4144 | 0 | -15.4144 | 0 | 0 | 15.4144 | 86.9595 | 0 | 0 | 0 | 0 | 0 | 15.4144 | 30.9091 | 0
|  |  | 11.7376 | 0 | -11.7376 | 0 | 0 | 11.7376 | 73.9177 | 0 | 0 | 0 | 0 | 0 | 11.7376 | 17.8673 | 0
|  |  | 16.1057 | 0.080103 | -16.0256 | 0.025182 | 0 | 16.0256 | 56.1114 | 0.080103 | 0 | 0 | 0.025182 | 0 | 16.0806 | 0 | 0.080103
|  |  | 19.9504 | 195.4508 | 175.5004 | 61.4449 | 175.5004 | 0 | 214.0618 | 19.9504 | 0 | 41.4945 | 19.9504 | 0 | 0 | 0 | 19.9504
|  |  | 26.3005 | 406.041 | 379.7405 | 127.6493 | 187.2861 | 0 | 382.6192 | 218.7549 | 192.4544 | 101.3488 | 26.3005 | 0 | 0 | 0 | 218.7549
|  |  | 31.0713 | 589.156 | 558.0847 | 185.2162 | 0 | 0 | 382.6192 | 589.156 | 558.0847 | 154.1449 | 31.0713 | 0 | 0 | 0 | 589.156
|  |  | 33.2435 | 730.3772 | 697.1336 | 229.6126 | 0 | 0 | 382.6192 | 730.3772 | 697.1336 | 196.3691 | 33.2435 | 0 | 0 | 0 | 730.3772
|  |  | 33.9264 | 818.2499 | 784.3235 | 257.2377 | 0 | 0 | 382.6192 | 818.2499 | 784.3235 | 223.3112 | 33.9264 | 0 | 0 | 0 | 818.2499
|  |  | 35.3688 | 855.2574 | 819.8886 | 268.8719 | 0 | 0 | 382.6192 | 855.2574 | 819.8886 | 233.5031 | 35.3688 | 0 | 0 | 0 | 855.2574
|  |  | 34.1685 | 835.9526 | 801.7841 | 262.803 | 0 | 0 | 382.6192 | 835.9526 | 801.7841 | 228.6344 | 34.1685 | 0 | 0 | 0 | 835.9526
|  |  | 35.1159 | 762.8188 | 727.7029 | 239.8115 | 0 | 0 | 382.6192 | 762.8188 | 727.7029 | 102.773 | 35.1159 | 101.9225 | 0 | 91.7303 | 762.8188
|  |  | 40.4938 | 641.2228 | 600.7289 | 201.5847 | 0 | 0 | 382.6192 | 641.2228 | 600.7289 | 0 | 40.4938 | 161.0908 | 0 | 236.712 | 641.2228
|  |  | 46.2897 | 471.6452 | 425.3555 | 148.2737 | 0 | 0 | 382.6192 | 471.6452 | 425.3555 | 0 | 46.2897 | 101.984 | 0 | 328.4976 | 471.6452
|  |  | 46.7678 | 267.303 | 220.5352 | 84.0335 | 0 | 0 | 382.6192 | 267.303 | 220.5352 | 0 | 46.7678 | 37.2657 | 0 | 362.0368 | 267.303
|  |  | 41.1187 | 3.8449 | -37.2738 | 1.2088 | 0 | 37.2738 | 341.204 | 3.8449 | 0 | 0 | 1.2088 | 0 | 39.9099 | 317.6924 | 3.8449
|  |  | 30.6708 | 0 | -30.6708 | 0 | 0 | 30.6708 | 307.1254 | 0 | 0 | 0 | 0 | 0 | 30.6708 | 283.6138 | 0
|  |  | 23.3615 | 0 | -23.3615 | 0 | 0 | 23.3615 | 281.1681 | 0 | 0 | 0 | 0 | 0 | 23.3615 | 257.6565 | 0
|  |  | 23.6941 | 0 | -23.6941 | 0 | 0 | 23.6941 | 254.8413 | 0 | 0 | 0 | 0 | 0 | 23.6941 | 231.3297 | 0
|  |  | 24.2768 | 0 | -24.2768 | 0 | 0 | 24.2768 | 227.867 | 0 | 0 | 0 | 0 | 0 | 24.2768 | 204.3554 | 0
|  |  | 24.5562 | 0 | -24.5562 | 0 | 0 | 24.5562 | 200.5824 | 0 | 0 | 0 | 0 | 0 | 24.5562 | 177.0708 | 0
|  |  | 24.0861 | 0 | -24.0861 | 0 | 0 | 24.0861 | 173.8201 | 0 | 0 | 0 | 0 | 0 | 24.0861 | 150.3085 | 0
|  |  | 22.6294 | 0 | -22.6294 | 0 | 0 | 22.6294 | 148.6763 | 0 | 0 | 0 | 0 | 0 | 22.6294 | 125.1647 | 0
|  |  | 20.8758 | 0 | -20.8758 | 0 | 0 | 20.8758 | 125.481 | 0 | 0 | 0 | 0 | 0 | 20.8758 | 101.9694 | 0
|  |  | 18.9345 | 0 | -18.9345 | 0 | 0 | 18.9345 | 104.4427 | 0 | 0 | 0 | 0 | 0 | 18.9345 | 80.9311 | 0
|  |  | 15.4144 | 0 | -15.4144 | 0 | 0 | 15.4144 | 87.3155 | 0 | 0 | 0 | 0 | 0 | 15.4144 | 63.804 | 0
|  |  | 11.7376 | 0 | -11.7376 | 0 | 0 | 11.7376 | 74.2737 | 0 | 0 | 0 | 0 | 0 | 11.7376 | 50.7621 | 0
|  |  | 16.1057 | 0.080103 | -16.0256 | 0.025182 | 0 | 16.0256 | 56.4674 | 0.080103 | 0 | 0 | 0.025182 | 0 | 16.0806 | 32.8949 | 0.080103
|  |  | 19.9504 | 29.1574 | 9.207 | 9.1664 | 9.207 | 0 | 64.7538 | 19.9504 | 0 | 0 | 9.1664 | 0 | 10.784 | 20.9126 | 19.9504
|  |  | 26.3005 | 23.7905 | -2.51 | 7.4792 | 0 | 2.51 | 61.9649 | 23.7905 | 0 | 0 | 7.4792 | 0 | 18.8214 | 0 | 23.7905
|  |  | 31.0713 | 142.5028 | 111.4316 | 44.7994 | 111.4316 | 0 | 162.2533 | 31.0713 | 0 | 13.7281 | 31.0713 | 0 | 0 | 0 | 31.0713
|  |  | 33.2435 | 355.0155 | 321.772 | 111.6082 | 244.8511 | 0 | 382.6192 | 110.1645 | 76.9209 | 78.3646 | 33.2435 | 0 | 0 | 0 | 110.1645
|  |  | 33.9264 | 479.7356 | 445.8091 | 150.8171 | 0 | 0 | 382.6192 | 479.7356 | 445.8091 | 116.8906 | 33.9264 | 0 | 0 | 0 | 479.7356
|  |  | 35.3688 | 706.907 | 671.5383 | 222.2342 | 0 | 0 | 382.6192 | 706.907 | 671.5383 | 186.8654 | 35.3688 | 0 | 0 | 0 | 706.907
|  |  | 34.1685 | 576.5798 | 542.4113 | 181.2625 | 0 | 0 | 382.6192 | 576.5798 | 542.4113 | 147.094 | 34.1685 | 0 | 0 | 0 | 576.5798
|  |  | 35.1159 | 600.3703 | 565.2544 | 188.7417 | 0 | 0 | 382.6192 | 600.3703 | 565.2544 | 37.2989 | 35.1159 | 116.3268 | 0 | 104.6942 | 600.3703
|  |  | 40.4938 | 513.0583 | 472.5645 | 161.2929 | 0 | 0 | 382.6192 | 513.0583 | 472.5645 | 0 | 40.4938 | 120.7991 | 0 | 213.4133 | 513.0583
|  |  | 46.2897 | 439.7643 | 393.4746 | 138.2511 | 0 | 0 | 382.6192 | 439.7643 | 393.4746 | 0 | 46.2897 | 91.9614 | 0 | 296.1786 | 439.7643
|  |  | 46.7678 | 257.8509 | 211.0831 | 81.062 | 0 | 0 | 382.6192 | 257.8509 | 211.0831 | 0 | 46.7678 | 34.2942 | 0 | 327.0434 | 257.8509
|  |  | 41.1187 | 9.8526 | -31.266 | 3.0974 | 0 | 31.266 | 347.8792 | 9.8526 | 0 | 0 | 3.0974 | 0 | 38.0213 | 284.7975 | 9.8526
|  |  | 30.6708 | 0 | -30.6708 | 0 | 0 | 30.6708 | 313.8006 | 0 | 0 | 0 | 0 | 0 | 30.6708 | 250.7189 | 0
|  |  | 23.3615 | 0 | -23.3615 | 0 | 0 | 23.3615 | 287.8433 | 0 | 0 | 0 | 0 | 0 | 23.3615 | 224.7617 | 0
|  |  | 23.6941 | 0 | -23.6941 | 0 | 0 | 23.6941 | 261.5165 | 0 | 0 | 0 | 0 | 0 | 23.6941 | 198.4349 | 0
|  |  | 24.2768 | 0 | -24.2768 | 0 | 0 | 24.2768 | 234.5422 | 0 | 0 | 0 | 0 | 0 | 24.2768 | 171.4606 | 0
|  |  | 24.5562 | 0 | -24.5562 | 0 | 0 | 24.5562 | 207.2576 | 0 | 0 | 0 | 0 | 0 | 24.5562 | 144.176 | 0
|  |  | 24.0861 | 0 | -24.0861 | 0 | 0 | 24.0861 | 180.4953 | 0 | 0 | 0 | 0 | 0 | 24.0861 | 117.4137 | 0
|  |  | 22.6294 | 0 | -22.6294 | 0 | 0 | 22.6294 | 155.3515 | 0 | 0 | 0 | 0 | 0 | 22.6294 | 92.2699 | 0
|  |  | 20.8758 | 0 | -20.8758 | 0 | 0 | 20.8758 | 132.1562 | 0 | 0 | 0 | 0 | 0 | 20.8758 | 69.0746 | 0
|  |  | 18.9345 | 0 | -18.9345 | 0 | 0 | 18.9345 | 111.1179 | 0 | 0 | 0 | 0 | 0 | 18.9345 | 48.0362 | 0
|  |  | 15.4144 | 0 | -15.4144 | 0 | 0 | 15.4144 | 93.9908 | 0 | 0 | 0 | 0 | 0 | 15.4144 | 30.9091 | 0
|  |  | 11.7376 | 0 | -11.7376 | 0 | 0 | 11.7376 | 80.9489 | 0 | 0 | 0 | 0 | 0 | 11.7376 | 17.8673 | 0
|  |  | 16.1057 | 0.080103 | -16.0256 | 0.025182 | 0 | 16.0256 | 63.1427 | 0.080103 | 0 | 0 | 0.025182 | 0 | 16.0806 | 0 | 0.080103
|  |  | 19.9504 | 178.2287 | 158.2783 | 56.0307 | 158.2783 | 0 | 205.5932 | 19.9504 | 0 | 36.0803 | 19.9504 | 0 | 0 | 0 | 19.9504
|  |  | 26.3005 | 381.9301 | 355.6295 | 120.0694 | 196.6957 | 0 | 382.6192 | 185.2344 | 158.9339 | 93.7689 | 26.3005 | 0 | 0 | 0 | 185.2344
|  |  | 31.0713 | 557.8358 | 526.7645 | 175.3699 | 0 | 0 | 382.6192 | 557.8358 | 526.7645 | 144.2986 | 31.0713 | 0 | 0 | 0 | 557.8358
|  |  | 33.2435 | 695.7728 | 662.5292 | 218.7339 | 0 | 0 | 382.6192 | 695.7728 | 662.5292 | 185.4903 | 33.2435 | 0 | 0 | 0 | 695.7728
|  |  | 33.9264 | 787.4103 | 753.4839 | 247.5425 | 0 | 0 | 382.6192 | 787.4103 | 753.4839 | 213.616 | 33.9264 | 0 | 0 | 0 | 787.4103
|  |  | 35.3688 | 825.2989 | 789.9302 | 259.4537 | 0 | 0 | 382.6192 | 825.2989 | 789.9302 | 224.0849 | 35.3688 | 0 | 0 | 0 | 825.2989
|  |  | 34.1685 | 813.1233 | 778.9548 | 255.626 | 0 | 0 | 382.6192 | 813.1233 | 778.9548 | 221.4575 | 34.1685 | 0 | 0 | 0 | 813.1233
|  |  | 35.1159 | 747.3589 | 712.243 | 234.9513 | 0 | 0 | 382.6192 | 747.3589 | 712.243 | 105.152 | 35.1159 | 94.6834 | 0 | 85.2151 | 747.3589
|  |  | 40.4938 | 629.6079 | 589.114 | 197.9332 | 0 | 0 | 382.6192 | 629.6079 | 589.114 | 0 | 40.4938 | 157.4394 | 0 | 226.9105 | 629.6079
|  |  | 46.2897 | 463.7951 | 417.5054 | 145.8058 | 0 | 0 | 382.6192 | 463.7951 | 417.5054 | 0 | 46.2897 | 99.5161 | 0 | 316.475 | 463.7951
|  |  | 46.7678 | 264.6596 | 217.8918 | 83.2025 | 0 | 0 | 382.6192 | 264.6596 | 217.8918 | 0 | 46.7678 | 36.4347 | 0 | 349.2663 | 264.6596
|  |  | 41.1187 | 6.0077 | -35.111 | 1.8887 | 0 | 35.111 | 343.6071 | 6.0077 | 0 | 0 | 1.8887 | 0 | 39.23 | 305.6774 | 6.0077
|  |  | 30.6708 | 0 | -30.6708 | 0 | 0 | 30.6708 | 309.5284 | 0 | 0 | 0 | 0 | 0 | 30.6708 | 271.5988 | 0
|  |  | 23.3615 | 0 | -23.3615 | 0 | 0 | 23.3615 | 283.5712 | 0 | 0 | 0 | 0 | 0 | 23.3615 | 245.6415 | 0
|  |  | 23.6941 | 0 | -23.6941 | 0 | 0 | 23.6941 | 257.2444 | 0 | 0 | 0 | 0 | 0 | 23.6941 | 219.3147 | 0
|  |  | 24.2768 | 0 | -24.2768 | 0 | 0 | 24.2768 | 230.2701 | 0 | 0 | 0 | 0 | 0 | 24.2768 | 192.3404 | 0
|  |  | 24.5562 | 0 | -24.5562 | 0 | 0 | 24.5562 | 202.9855 | 0 | 0 | 0 | 0 | 0 | 24.5562 | 165.0558 | 0
|  |  | 30.2465 | 0 | -30.2465 | 0 | 0 | 30.2465 | 169.3783 | 0 | 0 | 0 | 0 | 0 | 30.2465 | 131.4486 | 0
|  |  | 28.1491 | 0 | -28.1491 | 0 | 0 | 28.1491 | 138.1015 | 0 | 0 | 0 | 0 | 0 | 28.1491 | 100.1718 | 0
|  |  | 25.2107 | 0 | -25.2107 | 0 | 0 | 25.2107 | 110.0896 | 0 | 0 | 0 | 0 | 0 | 25.2107 | 72.1599 | 0
|  |  | 21.4417 | 0 | -21.4417 | 0 | 0 | 21.4417 | 86.2656 | 0 | 0 | 0 | 0 | 0 | 21.4417 | 48.3359 | 0
|  |  | 17.5188 | 0 | -17.5188 | 0 | 0 | 17.5188 | 66.8002 | 0 | 0 | 0 | 0 | 0 | 17.5188 | 28.8705 | 0
|  |  | 14.3414 | 0 | -14.3414 | 0 | 0 | 14.3414 | 50.8653 | 0 | 0 | 0 | 0 | 0 | 14.3414 | 12.9356 | 0
|  |  | 11.6673 | 0.080103 | -11.5872 | 0.025182 | 0 | 11.5872 | 37.9907 | 0.080103 | 0 | 0 | 0.025182 | 0 | 11.6421 | 0 | 0.080103
|  |  | 9.167 | 191.0451 | 181.8782 | 60.0599 | 181.8782 | 0 | 201.6811 | 9.167 | 0 | 50.8929 | 9.167 | 0 | 0 | 0 | 9.167
|  |  | 7.1962 | 400.6741 | 393.4779 | 125.9621 | 201.0424 | 0 | 382.6192 | 199.6317 | 192.4355 | 118.7659 | 7.1962 | 0 | 0 | 0 | 199.6317
|  |  | 6.03 | 582.187 | 576.157 | 183.0253 | 0 | 0 | 382.6192 | 582.187 | 576.157 | 176.9953 | 6.03 | 0 | 0 | 0 | 582.187
|  |  | 6.0645 | 724.4495 | 718.3851 | 227.7491 | 0 | 0 | 382.6192 | 724.4495 | 718.3851 | 221.6847 | 6.0645 | 0 | 0 | 0 | 724.4495
|  |  | 6.9622 | 813.6039 | 806.6417 | 255.7771 | 0 | 0 | 382.6192 | 813.6039 | 806.6417 | 248.8149 | 6.9622 | 0 | 0 | 0 | 813.6039
|  |  | 9.2104 | 851.5727 | 842.3622 | 267.7135 | 0 | 0 | 382.6192 | 851.5727 | 842.3622 | 258.5031 | 9.2104 | 0 | 0 | 0 | 851.5727
|  |  | 12.2202 | 835.8725 | 823.6523 | 262.7778 | 0 | 0 | 382.6192 | 835.8725 | 823.6523 | 250.5575 | 12.2202 | 0 | 0 | 0 | 835.8725
|  |  | 15.3949 | 765.3821 | 749.9871 | 240.6173 | 0 | 0 | 382.6192 | 765.3821 | 749.9871 | 172.6408 | 15.3949 | 52.5816 | 0 | 47.3234 | 765.3821
|  |  | 18.6761 | 643.1452 | 624.4691 | 202.1891 | 0 | 0 | 382.6192 | 643.1452 | 624.4691 | 0 | 18.6761 | 183.513 | 0 | 212.4851 | 643.1452
|  |  | 22.1391 | 474.8493 | 452.7102 | 149.2809 | 0 | 0 | 382.6192 | 474.8493 | 452.7102 | 0 | 22.1391 | 127.1418 | 0 | 326.9127 | 474.8493
|  |  | 26.0591 | 271.7887 | 245.7296 | 85.4437 | 0 | 0 | 382.6192 | 271.7887 | 245.7296 | 0 | 26.0591 | 59.3846 | 0 | 380.3588 | 271.7887
|  |  | 29.8278 | 5.6873 | -24.1405 | 1.7879 | 0 | 24.1405 | 355.7964 | 5.6873 | 0 | 0 | 1.7879 | 0 | 28.0399 | 349.2034 | 5.6873
|  |  | 32.3465 | 0 | -32.3465 | 0 | 0 | 32.3465 | 319.8559 | 0 | 0 | 0 | 0 | 0 | 32.3465 | 313.2629 | 0
|  |  | 33.6507 | 0 | -33.6507 | 0 | 0 | 33.6507 | 282.4662 | 0 | 0 | 0 | 0 | 0 | 33.6507 | 275.8732 | 0
|  |  | 34.0882 | 0 | -34.0882 | 0 | 0 | 34.0882 | 244.5905 | 0 | 0 | 0 | 0 | 0 | 34.0882 | 237.9974 | 0
|  |  | 33.501 | 0 | -33.501 | 0 | 0 | 33.501 | 207.3672 | 0 | 0 | 0 | 0 | 0 | 33.501 | 200.7741 | 0
|  |  | 32.1465 | 0 | -32.1465 | 0 | 0 | 32.1465 | 171.6488 | 0 | 0 | 0 | 0 | 0 | 32.1465 | 165.0558 | 0
|  |  | 30.2465 | 0 | -30.2465 | 0 | 0 | 30.2465 | 138.0416 | 0 | 0 | 0 | 0 | 0 | 30.2465 | 131.4486 | 0
|  |  | 28.1491 | 0 | -28.1491 | 0 | 0 | 28.1491 | 106.7648 | 0 | 0 | 0 | 0 | 0 | 28.1491 | 100.1718 | 0
|  |  | 25.2107 | 0 | -25.2107 | 0 | 0 | 25.2107 | 78.753 | 0 | 0 | 0 | 0 | 0 | 25.2107 | 72.1599 | 0
|  |  | 21.4417 | 0 | -21.4417 | 0 | 0 | 21.4417 | 54.9289 | 0 | 0 | 0 | 0 | 0 | 21.4417 | 48.3359 | 0
|  |  | 17.5188 | 0 | -17.5188 | 0 | 0 | 17.5188 | 35.4635 | 0 | 0 | 0 | 0 | 0 | 17.5188 | 28.8705 | 0
|  |  | 14.3414 | 0 | -14.3414 | 0 | 0 | 14.3414 | 19.5287 | 0 | 0 | 0 | 0 | 0 | 14.3414 | 12.9356 | 0
|  |  | 11.6673 | 0.080103 | -11.5872 | 0.025182 | 0 | 11.5872 | 6.654 | 0.080103 | 0 | 0 | 0.025182 | 0 | 11.6421 | 0 | 0.080103
|  |  | 9.167 | 189.1227 | 179.9557 | 59.4555 | 179.9557 | 0 | 168.6142 | 9.167 | 0 | 50.2886 | 9.167 | 0 | 0 | 0 | 9.167
|  |  | 7.1962 | 399.9532 | 392.757 | 125.7355 | 237.7834 | 0 | 382.6192 | 162.1698 | 154.9736 | 118.5392 | 7.1962 | 0 | 0 | 0 | 162.1698
|  |  | 6.03 | 585.1508 | 579.1208 | 183.957 | 0 | 0 | 382.6192 | 585.1508 | 579.1208 | 177.927 | 6.03 | 0 | 0 | 0 | 585.1508
|  |  | 6.0645 | 726.4521 | 720.3877 | 228.3787 | 0 | 0 | 382.6192 | 726.4521 | 720.3877 | 222.3142 | 6.0645 | 0 | 0 | 0 | 726.4521
|  |  | 6.9622 | 818.6504 | 811.6882 | 257.3636 | 0 | 0 | 382.6192 | 818.6504 | 811.6882 | 250.4014 | 6.9622 | 0 | 0 | 0 | 818.6504
|  |  | 9.2104 | 858.6217 | 849.4113 | 269.9296 | 0 | 0 | 382.6192 | 858.6217 | 849.4113 | 260.7191 | 9.2104 | 0 | 0 | 0 | 858.6217
|  |  | 12.2202 | 840.9991 | 828.7789 | 264.3894 | 0 | 0 | 382.6192 | 840.9991 | 828.7789 | 252.1692 | 12.2202 | 0 | 0 | 0 | 840.9991
|  |  | 15.3949 | 766.4234 | 751.0285 | 240.9447 | 0 | 0 | 382.6192 | 766.4234 | 751.0285 | 192.9789 | 15.3949 | 32.5709 | 0 | 29.3138 | 766.4234
|  |  | 18.6761 | 642.3442 | 623.6681 | 201.9372 | 0 | 0 | 382.6192 | 642.3442 | 623.6681 | 0 | 18.6761 | 183.2611 | 0 | 194.2488 | 642.3442
|  |  | 22.1391 | 471.0043 | 448.8652 | 148.0722 | 0 | 0 | 382.6192 | 471.0043 | 448.8652 | 0 | 22.1391 | 125.9331 | 0 | 307.5886 | 471.0043
|  |  | 26.0591 | 266.9826 | 240.9234 | 83.9328 | 0 | 0 | 382.6192 | 266.9826 | 240.9234 | 0 | 26.0591 | 57.8736 | 0 | 359.6749 | 266.9826
|  |  | 29.8278 | 5.1266 | -24.7013 | 1.6117 | 0 | 24.7013 | 355.1734 | 5.1266 | 0 | 0 | 1.6117 | 0 | 28.2162 | 328.3236 | 5.1266
|  |  | 32.3465 | 0 | -32.3465 | 0 | 0 | 32.3465 | 319.2329 | 0 | 0 | 0 | 0 | 0 | 32.3465 | 292.3831 | 0
|  |  | 33.6507 | 0 | -33.6507 | 0 | 0 | 33.6507 | 281.8432 | 0 | 0 | 0 | 0 | 0 | 33.6507 | 254.9934 | 0
|  |  | 34.0882 | 0 | -34.0882 | 0 | 0 | 34.0882 | 243.9674 | 0 | 0 | 0 | 0 | 0 | 34.0882 | 217.1176 | 0
|  |  | 33.501 | 0 | -33.501 | 0 | 0 | 33.501 | 206.7441 | 0 | 0 | 0 | 0 | 0 | 33.501 | 179.8943 | 0
|  |  | 32.1465 | 0 | -32.1465 | 0 | 0 | 32.1465 | 171.0258 | 0 | 0 | 0 | 0 | 0 | 32.1465 | 144.176 | 0
|  |  | 24.0861 | 0 | -24.0861 | 0 | 0 | 24.0861 | 144.2635 | 0 | 0 | 0 | 0 | 0 | 24.0861 | 117.4137 | 0
|  |  | 22.6294 | 0 | -22.6294 | 0 | 0 | 22.6294 | 119.1197 | 0 | 0 | 0 | 0 | 0 | 22.6294 | 92.2699 | 0
|  |  | 20.8758 | 0 | -20.8758 | 0 | 0 | 20.8758 | 95.9244 | 0 | 0 | 0 | 0 | 0 | 20.8758 | 69.0746 | 0
|  |  | 18.9345 | 0 | -18.9345 | 0 | 0 | 18.9345 | 74.8861 | 0 | 0 | 0 | 0 | 0 | 18.9345 | 48.0362 | 0
|  |  | 15.4144 | 0 | -15.4144 | 0 | 0 | 15.4144 | 57.7589 | 0 | 0 | 0 | 0 | 0 | 15.4144 | 30.9091 | 0
|  |  | 11.7376 | 0 | -11.7376 | 0 | 0 | 11.7376 | 44.7171 | 0 | 0 | 0 | 0 | 0 | 11.7376 | 17.8673 | 0
|  |  | 16.1057 | 0.080103 | -16.0256 | 0.025182 | 0 | 16.0256 | 26.9108 | 0.080103 | 0 | 0 | 0.025182 | 0 | 16.0806 | 0 | 0.080103
|  |  | 19.9504 | 208.5075 | 188.5572 | 65.5496 | 188.5572 | 0 | 196.6123 | 19.9504 | 0 | 45.5993 | 19.9504 | 0 | 0 | 0 | 19.9504
|  |  | 26.3005 | 458.6685 | 432.368 | 144.1941 | 206.6744 | 0 | 382.6192 | 251.9941 | 225.6936 | 117.8936 | 26.3005 | 0 | 0 | 0 | 251.9941
|  |  | 31.0713 | 655.0004 | 623.9292 | 205.916 | 0 | 0 | 382.6192 | 655.0004 | 623.9292 | 174.8448 | 31.0713 | 0 | 0 | 0 | 655.0004
|  |  | 33.2435 | 833.2291 | 799.9856 | 261.9468 | 0 | 0 | 382.6192 | 833.2291 | 799.9856 | 228.7032 | 33.2435 | 0 | 0 | 0 | 833.2291
|  |  | 33.9264 | 569.7711 | 535.8446 | 179.122 | 0 | 0 | 382.6192 | 569.7711 | 535.8446 | 145.1956 | 33.9264 | 0 | 0 | 0 | 569.7711
|  |  | 35.3688 | 571.9339 | 536.5651 | 179.8019 | 0 | 0 | 382.6192 | 571.9339 | 536.5651 | 144.4332 | 35.3688 | 0 | 0 | 0 | 571.9339
|  |  | 34.1685 | 557.1949 | 523.0264 | 175.1684 | 0 | 0 | 382.6192 | 557.1949 | 523.0264 | 30.364 | 34.1685 | 110.6359 | 0 | 99.5723 | 557.1949
|  |  | 35.1159 | 525.314 | 490.1981 | 165.1458 | 0 | 0 | 382.6192 | 525.314 | 490.1981 | 0 | 35.1159 | 130.0299 | 0 | 216.5992 | 525.314
|  |  | 40.4938 | 428.9504 | 388.4566 | 134.8515 | 0 | 0 | 382.6192 | 428.9504 | 388.4566 | 0 | 40.4938 | 94.3576 | 0 | 301.5211 | 428.9504
|  |  | 46.2897 | 264.6596 | 218.3699 | 83.2025 | 0 | 0 | 382.6192 | 264.6596 | 218.3699 | 0 | 46.2897 | 36.9128 | 0 | 334.7426 | 264.6596
|  |  | 46.7678 | 131.7691 | 85.0013 | 41.425 | 0 | 0 | 382.6192 | 131.7691 | 85.0013 | 0 | 41.425 | 0 | 5.3428 | 328.8062 | 131.7691
|  |  | 41.1187 | 4.8863 | -36.2324 | 1.5361 | 0 | 36.2324 | 342.361 | 4.8863 | 0 | 0 | 1.5361 | 0 | 39.5826 | 284.8255 | 4.8863
|  |  | 30.6708 | 0 | -30.6708 | 0 | 0 | 30.6708 | 308.2824 | 0 | 0 | 0 | 0 | 0 | 30.6708 | 250.7469 | 0
|  |  | 23.3615 | 0 | -23.3615 | 0 | 0 | 23.3615 | 282.3251 | 0 | 0 | 0 | 0 | 0 | 23.3615 | 224.7897 | 0
|  |  | 23.6941 | 0 | -23.6941 | 0 | 0 | 23.6941 | 255.9983 | 0 | 0 | 0 | 0 | 0 | 23.6941 | 198.4628 | 0
|  |  | 24.2768 | 0 | -24.2768 | 0 | 0 | 24.2768 | 229.0241 | 0 | 0 | 0 | 0 | 0 | 24.2768 | 171.4886 | 0
|  |  | 24.5562 | 0 | -24.5562 | 0 | 0 | 24.5562 | 201.7394 | 0 | 0 | 0 | 0 | 0 | 24.5562 | 144.204 | 0
|  |  | 24.0861 | 0 | -24.0861 | 0 | 0 | 24.0861 | 174.9771 | 0 | 0 | 0 | 0 | 0 | 24.0861 | 117.4416 | 0
|  |  | 22.6294 | 0 | -22.6294 | 0 | 0 | 22.6294 | 149.8334 | 0 | 0 | 0 | 0 | 0 | 22.6294 | 92.2979 | 0
|  |  | 20.8758 | 0 | -20.8758 | 0 | 0 | 20.8758 | 126.6381 | 0 | 0 | 0 | 0 | 0 | 20.8758 | 69.1026 | 0
|  |  | 18.9345 | 0 | -18.9345 | 0 | 0 | 18.9345 | 105.5997 | 0 | 0 | 0 | 0 | 0 | 18.9345 | 48.0642 | 0
|  |  | 15.4144 | 0 | -15.4144 | 0 | 0 | 15.4144 | 88.4726 | 0 | 0 | 0 | 0 | 0 | 15.4144 | 30.9371 | 0
|  |  | 11.7376 | 0 | -11.7376 | 0 | 0 | 11.7376 | 75.4308 | 0 | 0 | 0 | 0 | 0 | 11.7376 | 17.8953 | 0
|  |  | 16.1057 | 0 | -16.1057 | 0 | 0 | 16.1057 | 57.5355 | 0 | 0 | 0 | 0 | 0 | 16.1057 | 0 | 0
|  |  | 19.9504 | 100.9295 | 80.9791 | 31.7298 | 80.9791 | 0 | 130.4167 | 19.9504 | 0 | 11.7794 | 19.9504 | 0 | 0 | 0 | 19.9504
|  |  | 26.3005 | 238.3859 | 212.0854 | 74.9427 | 212.0854 | 0 | 321.2935 | 26.3005 | 0 | 48.6421 | 26.3005 | 0 | 0 | 0 | 26.3005
|  |  | 31.0713 | 344.7624 | 313.6911 | 108.3848 | 68.1397 | 0 | 382.6192 | 276.6227 | 245.5514 | 77.3135 | 31.0713 | 0 | 0 | 0 | 276.6227
|  |  | 33.2435 | 422.4621 | 389.2185 | 132.8117 | 0 | 0 | 382.6192 | 422.4621 | 389.2185 | 99.5682 | 33.2435 | 0 | 0 | 0 | 422.4621
|  |  | 33.9264 | 477.2524 | 443.3259 | 150.0364 | 0 | 0 | 382.6192 | 477.2524 | 443.3259 | 116.11 | 33.9264 | 0 | 0 | 0 | 477.2524
|  |  | 35.3688 | 497.5985 | 462.2297 | 156.4327 | 0 | 0 | 382.6192 | 497.5985 | 462.2297 | 40.601 | 35.3688 | 80.4629 | 0 | 72.4166 | 497.5985
|  |  | 34.1685 | 473.8079 | 439.6394 | 148.9536 | 0 | 0 | 382.6192 | 473.8079 | 439.6394 | 0 | 34.1685 | 114.785 | 0 | 175.7232 | 473.8079
|  |  | 35.1159 | 484.9422 | 449.8263 | 152.4539 | 0 | 0 | 382.6192 | 484.9422 | 449.8263 | 0 | 35.1159 | 117.338 | 0 | 281.3274 | 484.9422
|  |  | 40.4938 | 295.8196 | 255.3257 | 92.9984 | 0 | 0 | 382.6192 | 295.8196 | 255.3257 | 0 | 40.4938 | 52.5046 | 0 | 328.5815 | 295.8196
|  |  | 46.2897 | 204.4223 | 158.1326 | 64.2653 | 0 | 0 | 382.6192 | 204.4223 | 158.1326 | 0 | 46.2897 | 17.9757 | 0 | 344.7596 | 204.4223
|  |  | 46.7678 | 104.8545 | 58.0868 | 32.9637 | 0 | 0 | 382.6192 | 104.8545 | 58.0868 | 0 | 32.9637 | 0 | 13.8041 | 329.4217 | 104.8545
|  |  | 41.1187 | 3.124 | -37.9947 | 0.98211 | 0 | 37.9947 | 340.4029 | 3.124 | 0 | 0 | 0.98211 | 0 | 40.1366 | 284.8255 | 3.124
|  |  | 30.6708 | 0 | -30.6708 | 0 | 0 | 30.6708 | 306.3243 | 0 | 0 | 0 | 0 | 0 | 30.6708 | 250.7469 | 0
|  |  | 23.3615 | 0 | -23.3615 | 0 | 0 | 23.3615 | 280.3671 | 0 | 0 | 0 | 0 | 0 | 23.3615 | 224.7897 | 0
|  |  | 23.6941 | 0 | -23.6941 | 0 | 0 | 23.6941 | 254.0403 | 0 | 0 | 0 | 0 | 0 | 23.6941 | 198.4628 | 0
|  |  | 24.2768 | 0 | -24.2768 | 0 | 0 | 24.2768 | 227.066 | 0 | 0 | 0 | 0 | 0 | 24.2768 | 171.4886 | 0
|  |  | 24.5562 | 0 | -24.5562 | 0 | 0 | 24.5562 | 199.7814 | 0 | 0 | 0 | 0 | 0 | 24.5562 | 144.204 | 0
|  |  | 24.0861 | 0 | -24.0861 | 0 | 0 | 24.0861 | 173.0191 | 0 | 0 | 0 | 0 | 0 | 24.0861 | 117.4416 | 0
|  |  | 22.6294 | 0 | -22.6294 | 0 | 0 | 22.6294 | 147.8753 | 0 | 0 | 0 | 0 | 0 | 22.6294 | 92.2979 | 0
|  |  | 20.8758 | 0 | -20.8758 | 0 | 0 | 20.8758 | 124.68 | 0 | 0 | 0 | 0 | 0 | 20.8758 | 69.1026 | 0
|  |  | 18.9345 | 0 | -18.9345 | 0 | 0 | 18.9345 | 103.6416 | 0 | 0 | 0 | 0 | 0 | 18.9345 | 48.0642 | 0
|  |  | 15.4144 | 0 | -15.4144 | 0 | 0 | 15.4144 | 86.5145 | 0 | 0 | 0 | 0 | 0 | 15.4144 | 30.9371 | 0
|  |  | 11.7376 | 0 | -11.7376 | 0 | 0 | 11.7376 | 73.4727 | 0 | 0 | 0 | 0 | 0 | 11.7376 | 17.8953 | 0
|  |  | 16.1057 | 0 | -16.1057 | 0 | 0 | 16.1057 | 55.5774 | 0 | 0 | 0 | 0 | 0 | 16.1057 | -2.7281e-15 | 0
|  |  | 19.9504 | 189.2028 | 169.2524 | 59.4807 | 169.2524 | 0 | 207.9046 | 19.9504 | 0 | 39.5303 | 19.9504 | 3.0312e-15 | 0 | 0 | 19.9504
|  |  | 26.3005 | 387.6174 | 361.3168 | 121.8574 | 194.1274 | 0 | 382.6192 | 193.4899 | 167.1894 | 95.5568 | 26.3005 | 0 | 0 | 0 | 193.4899
|  |  | 31.0713 | 556.0735 | 525.0022 | 174.8158 | 0 | 0 | 382.6192 | 556.0735 | 525.0022 | 143.7446 | 31.0713 | 0 | 0 | 0 | 556.0735
|  |  | 33.2435 | 685.7599 | 652.5164 | 215.5861 | 0 | 0 | 382.6192 | 685.7599 | 652.5164 | 182.3425 | 33.2435 | 0 | 0 | 0 | 685.7599
|  |  | 33.9264 | 767.1443 | 733.2179 | 241.1713 | 0 | 0 | 382.6192 | 767.1443 | 733.2179 | 207.2449 | 33.9264 | 0 | 0 | 0 | 767.1443
|  |  | 35.3688 | 799.7462 | 764.3774 | 251.4205 | 0 | 0 | 382.6192 | 799.7462 | 764.3774 | 216.0518 | 35.3688 | 0 | 0 | 0 | 799.7462
|  |  | 34.1685 | 781.0021 | 746.8336 | 245.5279 | 0 | 0 | 382.6192 | 781.0021 | 746.8336 | 211.3593 | 34.1685 | 0 | 0 | 0 | 781.0021
|  |  | 35.1159 | 715.5581 | 680.4422 | 224.9539 | 0 | 0 | 382.6192 | 715.5581 | 680.4422 | 107.9127 | 35.1159 | 81.9253 | 0 | 73.7327 | 715.5581
|  |  | 40.4938 | 604.9362 | 564.4424 | 190.1771 | 0 | 0 | 382.6192 | 604.9362 | 564.4424 | 0 | 40.4938 | 149.6832 | 0 | 208.4477 | 604.9362
|  |  | 46.2897 | 453.622 | 407.3324 | 142.6076 | 0 | 0 | 382.6192 | 453.622 | 407.3324 | 0 | 46.2897 | 96.318 | 0 | 295.1338 | 453.622
|  |  | 46.7678 | 266.9826 | 220.2148 | 83.9328 | 0 | 0 | 382.6192 | 266.9826 | 220.2148 | 0 | 46.7678 | 37.165 | 0 | 328.5823 | 266.9826
|  |  | 41.1187 | 5.5271 | -35.5916 | 1.7376 | 0 | 35.5916 | 343.073 | 5.5271 | 0 | 0 | 1.7376 | 0 | 39.3811 | 284.8255 | 5.5271
|  |  | 30.6708 | 0 | -30.6708 | 0 | 0 | 30.6708 | 308.9944 | 0 | 0 | 0 | 0 | 0 | 30.6708 | 250.7469 | 0
|  |  | 23.3615 | 0 | -23.3615 | 0 | 0 | 23.3615 | 283.0372 | 0 | 0 | 0 | 0 | 0 | 23.3615 | 224.7897 | 0
|  |  | 23.6941 | 0 | -23.6941 | 0 | 0 | 23.6941 | 256.7104 | 0 | 0 | 0 | 0 | 0 | 23.6941 | 198.4628 | 0
|  |  | 24.2768 | 0 | -24.2768 | 0 | 0 | 24.2768 | 229.7361 | 0 | 0 | 0 | 0 | 0 | 24.2768 | 171.4886 | 0
|  |  | 24.5562 | 0 | -24.5562 | 0 | 0 | 24.5562 | 202.4515 | 0 | 0 | 0 | 0 | 0 | 24.5562 | 144.204 | 0
|  |  | 24.0861 | 0 | -24.0861 | 0 | 0 | 24.0861 | 175.6891 | 0 | 0 | 0 | 0 | 0 | 24.0861 | 117.4416 | 0
|  |  | 22.6294 | 0 | -22.6294 | 0 | 0 | 22.6294 | 150.5454 | 0 | 0 | 0 | 0 | 0 | 22.6294 | 92.2979 | 0
|  |  | 20.8758 | 0 | -20.8758 | 0 | 0 | 20.8758 | 127.3501 | 0 | 0 | 0 | 0 | 0 | 20.8758 | 69.1026 | 0
|  |  | 18.9345 | 0 | -18.9345 | 0 | 0 | 18.9345 | 106.3117 | 0 | 0 | 0 | 0 | 0 | 18.9345 | 48.0642 | 0
|  |  | 15.4144 | 0 | -15.4144 | 0 | 0 | 15.4144 | 89.1846 | 0 | 0 | 0 | 0 | 0 | 15.4144 | 30.9371 | 0
|  |  | 11.7376 | 0 | -11.7376 | 0 | 0 | 11.7376 | 76.1428 | 0 | 0 | 0 | 0 | 0 | 11.7376 | 17.8953 | 0
|  |  | 16.1057 | 0 | -16.1057 | 0 | 0 | 16.1057 | 58.2475 | 0 | 0 | 0 | 0 | 0 | 16.1057 | 0 | 0
|  |  | 19.9504 | 132.7303 | 112.7799 | 41.7271 | 112.7799 | 0 | 159.7494 | 19.9504 | 0 | 21.7768 | 19.9504 | 0 | 0 | 0 | 19.9504
|  |  | 26.3005 | 268.104 | 241.8035 | 84.2853 | 241.8035 | 0 | 377.3726 | 26.3005 | 0 | 57.9848 | 26.3005 | 0 | 0 | 0 | 26.3005
|  |  | 31.0713 | 369.2738 | 338.2025 | 116.0906 | 5.8296 | 0 | 382.6192 | 363.4442 | 332.3729 | 85.0193 | 31.0713 | 0 | 0 | 0 | 363.4442
|  |  | 33.2435 | 509.694 | 476.4505 | 160.2353 | 0 | 0 | 382.6192 | 509.694 | 476.4505 | 126.9917 | 33.2435 | 0 | 0 | 0 | 509.694
|  |  | 33.9264 | 539.6524 | 505.726 | 169.6535 | 0 | 0 | 382.6192 | 539.6524 | 505.726 | 135.727 | 33.9264 | 0 | 0 | 0 | 539.6524
|  |  | 35.3688 | 596.1249 | 560.7561 | 187.407 | 0 | 0 | 382.6192 | 596.1249 | 560.7561 | 152.0382 | 35.3688 | 0 | 0 | 0 | 596.1249
|  |  | 34.1685 | 585.6314 | 551.4629 | 184.1081 | 0 | 0 | 382.6192 | 585.6314 | 551.4629 | 20.3663 | 34.1685 | 129.5733 | 0 | 116.616 | 585.6314
|  |  | 35.1159 | 480.6167 | 445.5008 | 151.0941 | 0 | 0 | 382.6192 | 480.6167 | 445.5008 | 0 | 35.1159 | 115.9782 | 0 | 220.9963 | 480.6167
|  |  | 40.4938 | 414.5319 | 374.0381 | 130.3186 | 0 | 0 | 382.6192 | 414.5319 | 374.0381 | 0 | 40.4938 | 89.8248 | 0 | 301.8387 | 414.5319
|  |  | 46.2897 | 253.8457 | 207.556 | 79.8029 | 0 | 0 | 382.6192 | 253.8457 | 207.556 | 0 | 46.2897 | 33.5132 | 0 | 332.0005 | 253.8457
|  |  | 46.7678 | 141.5416 | 94.7738 | 44.4972 | 0 | 0 | 382.6192 | 141.5416 | 94.7738 | 0 | 44.4972 | 0 | 2.2706 | 329.4777 | 141.5416
|  |  | 41.1187 | 2.9638 | -38.1549 | 0.93175 | 0 | 38.1549 | 340.2249 | 2.9638 | 0 | 0 | 0.93175 | 0 | 40.1869 | 284.8255 | 2.9638
|  |  | 30.6708 | 0 | -30.6708 | 0 | 0 | 30.6708 | 306.1463 | 0 | 0 | 0 | 0 | 0 | 30.6708 | 250.7469 | 0
|  |  | 23.3615 | 0 | -23.3615 | 0 | 0 | 23.3615 | 280.1891 | 0 | 0 | 0 | 0 | 0 | 23.3615 | 224.7897 | 0
|  |  | 23.6941 | 0 | -23.6941 | 0 | 0 | 23.6941 | 253.8623 | 0 | 0 | 0 | 0 | 0 | 23.6941 | 198.4628 | 0
|  |  | 24.2768 | 0 | -24.2768 | 0 | 0 | 24.2768 | 226.888 | 0 | 0 | 0 | 0 | 0 | 24.2768 | 171.4886 | 0
|  |  | 24.5562 | 0 | -24.5562 | 0 | 0 | 24.5562 | 199.6034 | 0 | 0 | 0 | 0 | 0 | 24.5562 | 144.204 | 0
|  |  | 24.0861 | 0 | -24.0861 | 0 | 0 | 24.0861 | 172.841 | 0 | 0 | 0 | 0 | 0 | 24.0861 | 117.4416 | 0
|  |  | 22.6294 | 0 | -22.6294 | 0 | 0 | 22.6294 | 147.6973 | 0 | 0 | 0 | 0 | 0 | 22.6294 | 92.2979 | 0
|  |  | 20.8758 | 0 | -20.8758 | 0 | 0 | 20.8758 | 124.502 | 0 | 0 | 0 | 0 | 0 | 20.8758 | 69.1026 | 0
|  |  | 18.9345 | 0 | -18.9345 | 0 | 0 | 18.9345 | 103.4636 | 0 | 0 | 0 | 0 | 0 | 18.9345 | 48.0642 | 0
|  |  | 15.4144 | 0 | -15.4144 | 0 | 0 | 15.4144 | 86.3365 | 0 | 0 | 0 | 0 | 0 | 15.4144 | 30.9371 | 0
|  |  | 11.7376 | 0 | -11.7376 | 0 | 0 | 11.7376 | 73.2947 | 0 | 0 | 0 | 0 | 0 | 11.7376 | 17.8953 | 0
|  |  | 16.1057 | 0 | -16.1057 | 0 | 0 | 16.1057 | 55.3994 | 0 | 0 | 0 | 0 | 0 | 16.1057 | 0 | 0
|  |  | 19.9504 | 207.3861 | 187.4357 | 65.1971 | 187.4357 | 0 | 224.0916 | 19.9504 | 0 | 45.2467 | 19.9504 | 0 | 0 | 0 | 19.9504
|  |  | 26.3005 | 440.5653 | 414.2648 | 138.5029 | 176.1419 | 0 | 382.6192 | 264.4234 | 238.1229 | 112.2024 | 26.3005 | 0 | 0 | 0 | 264.4234
|  |  | 31.0713 | 634.4941 | 603.4228 | 199.4694 | 0 | 0 | 382.6192 | 634.4941 | 603.4228 | 168.3981 | 31.0713 | 0 | 0 | 0 | 634.4941
|  |  | 33.2435 | 788.7721 | 755.5285 | 247.9706 | 0 | 0 | 382.6192 | 788.7721 | 755.5285 | 214.727 | 33.2435 | 0 | 0 | 0 | 788.7721
|  |  | 33.9264 | 892.4251 | 858.4986 | 280.5565 | 0 | 0 | 382.6192 | 892.4251 | 858.4986 | 246.6301 | 33.9264 | 0 | 0 | 0 | 892.4251
|  |  | 35.3688 | 945.1327 | 909.7639 | 297.1265 | 0 | 0 | 382.6192 | 945.1327 | 909.7639 | 261.7577 | 35.3688 | 0 | 0 | 0 | 945.1327
|  |  | 34.1685 | 938.7245 | 904.5559 | 295.1119 | 0 | 0 | 382.6192 | 938.7245 | 904.5559 | 260.9434 | 34.1685 | 0 | 0 | 0 | 938.7245
|  |  | 35.1159 | 879.2081 | 844.0922 | 276.4014 | 0 | 0 | 382.6192 | 879.2081 | 844.0922 | 241.2855 | 35.1159 | 0 | 0 | 0 | 879.2081
|  |  | 40.4938 | 760.2555 | 719.7617 | 239.0056 | 0 | 0 | 382.6192 | 760.2555 | 719.7617 | 1.9615 | 40.4938 | 196.5504 | 0 | 176.8953 | 760.2555
|  |  | 46.2897 | 566.3267 | 520.037 | 178.0392 | 0 | 0 | 382.6192 | 566.3267 | 520.037 | 0 | 46.2897 | 131.7495 | 0 | 295.4699 | 566.3267
|  |  | 46.7678 | 328.0209 | 281.2531 | 103.1217 | 0 | 0 | 382.6192 | 328.0209 | 281.2531 | 0 | 46.7678 | 56.3539 | 0 | 346.1884 | 328.0209
|  |  | 41.1187 | 14.8991 | -26.2196 | 4.6839 | 0 | 26.2196 | 353.4864 | 14.8991 | 0 | 0 | 4.6839 | 0 | 36.4348 | 305.7053 | 14.8991
|  |  | 30.6708 | 0 | -30.6708 | 0 | 0 | 30.6708 | 319.4078 | 0 | 0 | 0 | 0 | 0 | 30.6708 | 271.6267 | 0
|  |  | 23.3615 | 0 | -23.3615 | 0 | 0 | 23.3615 | 293.4505 | 0 | 0 | 0 | 0 | 0 | 23.3615 | 245.6695 | 0
|  |  | 23.6941 | 0 | -23.6941 | 0 | 0 | 23.6941 | 267.1237 | 0 | 0 | 0 | 0 | 0 | 23.6941 | 219.3427 | 0
|  |  | 24.2768 | 0 | -24.2768 | 0 | 0 | 24.2768 | 240.1494 | 0 | 0 | 0 | 0 | 0 | 24.2768 | 192.3684 | 0
|  |  | 24.5562 | 0 | -24.5562 | 0 | 0 | 24.5562 | 212.8648 | 0 | 0 | 0 | 0 | 0 | 24.5562 | 165.0838 | 0
|  |  | 30.2465 | 0 | -30.2465 | 0 | 0 | 30.2465 | 179.2576 | 0 | 0 | 0 | 0 | 0 | 30.2465 | 131.4766 | 0
|  |  | 28.1491 | 0 | -28.1491 | 0 | 0 | 28.1491 | 147.9808 | 0 | 0 | 0 | 0 | 0 | 28.1491 | 100.1998 | 0
|  |  | 25.2107 | 0 | -25.2107 | 0 | 0 | 25.2107 | 119.969 | 0 | 0 | 0 | 0 | 0 | 25.2107 | 72.1879 | 0
|  |  | 21.4417 | 0 | -21.4417 | 0 | 0 | 21.4417 | 96.1449 | 0 | 0 | 0 | 0 | 0 | 21.4417 | 48.3639 | 0
|  |  | 17.5188 | 0 | -17.5188 | 0 | 0 | 17.5188 | 76.6795 | 0 | 0 | 0 | 0 | 0 | 17.5188 | 28.8985 | 0
|  |  | 14.3414 | 0 | -14.3414 | 0 | 0 | 14.3414 | 60.7447 | 0 | 0 | 0 | 0 | 0 | 14.3414 | 12.9636 | 0
|  |  | 11.6673 | 0 | -11.6673 | 0 | 0 | 11.6673 | 47.781 | 0 | 0 | 0 | 0 | 0 | 11.6673 | 0 | 0
|  |  | 9.167 | 154.3581 | 145.1911 | 48.5264 | 145.1911 | 0 | 178.453 | 9.167 | 0 | 39.3594 | 9.167 | 0 | 0 | 0 | 9.167
|  |  | 7.1962 | 333.548 | 326.3518 | 104.8593 | 226.8513 | 0 | 382.6192 | 106.6966 | 99.5004 | 97.6631 | 7.1962 | 0 | 0 | 0 | 106.6966
|  |  | 6.03 | 489.0275 | 482.9975 | 153.7382 | 0 | 0 | 382.6192 | 489.0275 | 482.9975 | 147.7082 | 6.03 | 0 | 0 | 0 | 489.0275
|  |  | 6.0645 | 601.9724 | 595.9079 | 189.2453 | 0 | 0 | 382.6192 | 601.9724 | 595.9079 | 183.1809 | 6.0645 | 0 | 0 | 0 | 601.9724
|  |  | 6.9622 | 679.8323 | 672.8701 | 213.7226 | 0 | 0 | 382.6192 | 679.8323 | 672.8701 | 206.7604 | 6.9622 | 0 | 0 | 0 | 679.8323
|  |  | 9.2104 | 738.7078 | 729.4974 | 232.2316 | 0 | 0 | 382.6192 | 738.7078 | 729.4974 | 223.0212 | 9.2104 | 0 | 0 | 0 | 738.7078
|  |  | 12.2202 | 731.018 | 718.7977 | 229.8141 | 0 | 0 | 382.6192 | 731.018 | 718.7977 | 217.5939 | 12.2202 | 0 | 0 | 0 | 731.018
|  |  | 15.3949 | 677.8297 | 662.4348 | 213.093 | 0 | 0 | 382.6192 | 677.8297 | 662.4348 | 91.5624 | 15.3949 | 106.1357 | 0 | 95.5221 | 677.8297
|  |  | 18.6761 | 570.8124 | 552.1363 | 179.4494 | 0 | 0 | 382.6192 | 570.8124 | 552.1363 | 0 | 18.6761 | 160.7733 | 0 | 240.2181 | 570.8124
|  |  | 22.1391 | 409.0048 | 386.8657 | 128.5811 | 0 | 0 | 382.6192 | 409.0048 | 386.8657 | 0 | 22.1391 | 106.4419 | 0 | 336.0159 | 409.0048
|  |  | 26.0591 | 238.6262 | 212.5671 | 75.0182 | 0 | 0 | 382.6192 | 238.6262 | 212.5671 | 0 | 26.0591 | 48.9591 | 0 | 380.079 | 238.6262
|  |  | 29.8278 | 6.5684 | -23.2594 | 2.065 | 0 | 23.2594 | 356.7755 | 6.5684 | 0 | 0 | 2.065 | 0 | 27.7629 | 349.2314 | 6.5684
|  |  | 32.3465 | 0 | -32.3465 | 0 | 0 | 32.3465 | 320.8349 | 0 | 0 | 0 | 0 | 0 | 32.3465 | 313.2909 | 0
|  |  | 33.6507 | 0 | -33.6507 | 0 | 0 | 33.6507 | 283.4453 | 0 | 0 | 0 | 0 | 0 | 33.6507 | 275.9012 | 0
|  |  | 34.0882 | 0 | -34.0882 | 0 | 0 | 34.0882 | 245.5695 | 0 | 0 | 0 | 0 | 0 | 34.0882 | 238.0254 | 0
|  |  | 33.501 | 0 | -33.501 | 0 | 0 | 33.501 | 208.3462 | 0 | 0 | 0 | 0 | 0 | 33.501 | 200.8021 | 0
|  |  | 32.1465 | 0 | -32.1465 | 0 | 0 | 32.1465 | 172.6279 | 0 | 0 | 0 | 0 | 0 | 32.1465 | 165.0838 | 0
|  |  | 30.2465 | 0 | -30.2465 | 0 | 0 | 30.2465 | 139.0207 | 0 | 0 | 0 | 0 | 0 | 30.2465 | 131.4766 | 0
|  |  | 28.1491 | 0 | -28.1491 | 0 | 0 | 28.1491 | 107.7439 | 0 | 0 | 0 | 0 | 0 | 28.1491 | 100.1998 | 0
|  |  | 25.2107 | 0 | -25.2107 | 0 | 0 | 25.2107 | 79.732 | 0 | 0 | 0 | 0 | 0 | 25.2107 | 72.1879 | 0
|  |  | 21.4417 | 0 | -21.4417 | 0 | 0 | 21.4417 | 55.9079 | 0 | 0 | 0 | 0 | 0 | 21.4417 | 48.3639 | 0
|  |  | 17.5188 | 0 | -17.5188 | 0 | 0 | 17.5188 | 36.4426 | 0 | 0 | 0 | 0 | 0 | 17.5188 | 28.8985 | 0
|  |  | 14.3414 | 0 | -14.3414 | 0 | 0 | 14.3414 | 20.5077 | 0 | 0 | 0 | 0 | 0 | 14.3414 | 12.9636 | 0
|  |  | 11.6673 | 0 | -11.6673 | 0 | 0 | 11.6673 | 7.5441 | 0 | 0 | 0 | 0 | 0 | 11.6673 | 0 | 0
|  |  | 9.167 | 195.3707 | 186.2037 | 61.4197 | 186.2037 | 0 | 175.1274 | 9.167 | 0 | 52.2528 | 9.167 | 0 | 0 | 0 | 9.167
|  |  | 7.1962 | 408.364 | 401.1678 | 128.3796 | 230.5465 | 0 | 382.6192 | 177.8175 | 170.6213 | 121.1834 | 7.1962 | 0 | 0 | 0 | 177.8175
|  |  | 6.03 | 592.6004 | 586.5704 | 186.299 | 0 | 0 | 382.6192 | 592.6004 | 586.5704 | 180.269 | 6.03 | 0 | 0 | 0 | 592.6004
|  |  | 6.0645 | 734.4624 | 728.3979 | 230.8969 | 0 | 0 | 382.6192 | 734.4624 | 728.3979 | 224.8325 | 6.0645 | 0 | 0 | 0 | 734.4624
|  |  | 6.9622 | 825.2188 | 818.2566 | 259.4285 | 0 | 0 | 382.6192 | 825.2188 | 818.2566 | 252.4663 | 6.9622 | 0 | 0 | 0 | 825.2188
|  |  | 9.2104 | 863.1075 | 853.897 | 271.3398 | 0 | 0 | 382.6192 | 863.1075 | 853.897 | 262.1293 | 9.2104 | 0 | 0 | 0 | 863.1075
|  |  | 12.2202 | 844.6838 | 832.4636 | 265.5478 | 0 | 0 | 382.6192 | 844.6838 | 832.4636 | 253.3276 | 12.2202 | 0 | 0 | 0 | 844.6838
|  |  | 15.3949 | 770.3484 | 754.9535 | 242.1786 | 0 | 0 | 382.6192 | 770.3484 | 754.9535 | 203.4976 | 15.3949 | 23.2861 | 0 | 20.9575 | 770.3484
|  |  | 18.6761 | 647.2305 | 628.5544 | 203.4734 | 0 | 0 | 382.6192 | 647.2305 | 628.5544 | 0 | 18.6761 | 184.7973 | 0 | 187.275 | 647.2305
|  |  | 22.1391 | 481.8182 | 459.6791 | 151.4718 | 0 | 0 | 382.6192 | 481.8182 | 459.6791 | 0 | 22.1391 | 129.3327 | 0 | 303.6744 | 481.8182
|  |  | 26.0591 | 280.5199 | 254.4608 | 88.1886 | 0 | 0 | 382.6192 | 280.5199 | 254.4608 | 0 | 26.0591 | 62.1294 | 0 | 359.5909 | 280.5199
|  |  | 29.8278 | 5.447 | -24.3808 | 1.7124 | 0 | 24.3808 | 355.5294 | 5.447 | 0 | 0 | 1.7124 | 0 | 28.1154 | 328.3516 | 5.447
|  |  | 32.3465 | 0 | -32.3465 | 0 | 0 | 32.3465 | 319.5889 | 0 | 0 | 0 | 0 | 0 | 32.3465 | 292.411 | 0
|  |  | 33.6507 | 0 | -33.6507 | 0 | 0 | 33.6507 | 282.1992 | 0 | 0 | 0 | 0 | 0 | 33.6507 | 255.0214 | 0
|  |  | 34.0882 | 0 | -34.0882 | 0 | 0 | 34.0882 | 244.3234 | 0 | 0 | 0 | 0 | 0 | 34.0882 | 217.1456 | 0
|  |  | 33.501 | 0 | -33.501 | 0 | 0 | 33.501 | 207.1001 | 0 | 0 | 0 | 0 | 0 | 33.501 | 179.9223 | 0
|  |  | 32.1465 | 0 | -32.1465 | 0 | 0 | 32.1465 | 171.3818 | 0 | 0 | 0 | 0 | 0 | 32.1465 | 144.204 | 0
|  |  | 24.0861 | 0 | -24.0861 | 0 | 0 | 24.0861 | 144.6195 | 0 | 0 | 0 | 0 | 0 | 24.0861 | 117.4416 | 0
|  |  | 22.6294 | 0 | -22.6294 | 0 | 0 | 22.6294 | 119.4757 | 0 | 0 | 0 | 0 | 0 | 22.6294 | 92.2979 | 0
|  |  | 20.8758 | 0 | -20.8758 | 0 | 0 | 20.8758 | 96.2804 | 0 | 0 | 0 | 0 | 0 | 20.8758 | 69.1026 | 0
|  |  | 18.9345 | 0 | -18.9345 | 0 | 0 | 18.9345 | 75.2421 | 0 | 0 | 0 | 0 | 0 | 18.9345 | 48.0642 | 0
|  |  | 15.4144 | 0 | -15.4144 | 0 | 0 | 15.4144 | 58.1149 | 0 | 0 | 0 | 0 | 0 | 15.4144 | 30.9371 | 0
|  |  | 11.7376 | 0 | -11.7376 | 0 | 0 | 11.7376 | 45.0731 | 0 | 0 | 0 | 0 | 0 | 11.7376 | 17.8953 | 0
|  |  | 16.1057 | 0 | -16.1057 | 0 | 0 | 16.1057 | 27.1779 | 0 | 0 | 0 | 0 | 0 | 16.1057 | 0 | 0
|  |  | 19.9504 | 195.2906 | 175.3402 | 61.3946 | 175.3402 | 0 | 184.984 | 19.9504 | 0 | 41.4442 | 19.9504 | 0 | 0 | 0 | 19.9504
|  |  | 26.3005 | 414.612 | 388.3115 | 130.3438 | 219.5947 | 0 | 382.6192 | 195.0173 | 168.7168 | 104.0433 | 26.3005 | 0 | 0 | 0 | 195.0173
|  |  | 31.0713 | 606.7786 | 575.7073 | 190.7563 | 0 | 0 | 382.6192 | 606.7786 | 575.7073 | 159.685 | 31.0713 | 0 | 0 | 0 | 606.7786
|  |  | 33.2435 | 755.6896 | 722.4461 | 237.5703 | 0 | 0 | 382.6192 | 755.6896 | 722.4461 | 204.3267 | 33.2435 | 0 | 0 | 0 | 755.6896
|  |  | 33.9264 | 850.9318 | 817.0054 | 267.5121 | 0 | 0 | 382.6192 | 850.9318 | 817.0054 | 233.5856 | 33.9264 | 0 | 0 | 0 | 850.9318
|  |  | 35.3688 | 889.5414 | 854.1726 | 279.65 | 0 | 0 | 382.6192 | 889.5414 | 854.1726 | 244.2812 | 35.3688 | 0 | 0 | 0 | 889.5414
|  |  | 34.1685 | 872.7198 | 838.5513 | 274.3617 | 0 | 0 | 382.6192 | 872.7198 | 838.5513 | 240.1931 | 34.1685 | 0 | 0 | 0 | 872.7198
|  |  | 35.1159 | 796.2216 | 761.1057 | 250.3125 | 0 | 0 | 382.6192 | 796.2216 | 761.1057 | 173.0697 | 35.1159 | 42.1269 | 0 | 37.9142 | 796.2216
|  |  | 40.4938 | 669.7393 | 629.2455 | 210.5496 | 0 | 0 | 382.6192 | 669.7393 | 629.2455 | 0 | 40.4938 | 170.0558 | 0 | 190.9644 | 669.7393
|  |  | 46.2897 | 496.5571 | 450.2675 | 156.1054 | 0 | 0 | 382.6192 | 496.5571 | 450.2675 | 0 | 46.2897 | 109.8157 | 0 | 289.7985 | 496.5571
|  |  | 46.7678 | 285.246 | 238.4782 | 89.6743 | 0 | 0 | 382.6192 | 285.246 | 238.4782 | 0 | 46.7678 | 42.9066 | 0 | 328.4144 | 285.246
|  |  | 41.1187 | 6.0077 | -35.111 | 1.8887 | 0 | 35.111 | 343.6071 | 6.0077 | 0 | 0 | 1.8887 | 0 | 39.23 | 284.8255 | 6.0077
|  |  | 30.6708 | 0 | -30.6708 | 0 | 0 | 30.6708 | 309.5284 | 0 | 0 | 0 | 0 | 0 | 30.6708 | 250.7469 | 0
|  |  | 23.3615 | 0 | -23.3615 | 0 | 0 | 23.3615 | 283.5712 | 0 | 0 | 0 | 0 | 0 | 23.3615 | 224.7897 | 0
|  |  | 23.6941 | 0 | -23.6941 | 0 | 0 | 23.6941 | 257.2444 | 0 | 0 | 0 | 0 | 0 | 23.6941 | 198.4628 | 0
|  |  | 24.2768 | 0 | -24.2768 | 0 | 0 | 24.2768 | 230.2701 | 0 | 0 | 0 | 0 | 0 | 24.2768 | 171.4886 | 0
|  |  | 24.5562 | 0 | -24.5562 | 0 | 0 | 24.5562 | 202.9855 | 0 | 0 | 0 | 0 | 0 | 24.5562 | 144.204 | 0
|  |  | 24.0861 | 0 | -24.0861 | 0 | 0 | 24.0861 | 176.2232 | 0 | 0 | 0 | 0 | 0 | 24.0861 | 117.4416 | 0
|  |  | 22.6294 | 0 | -22.6294 | 0 | 0 | 22.6294 | 151.0794 | 0 | 0 | 0 | 0 | 0 | 22.6294 | 92.2979 | 0
|  |  | 20.8758 | 0 | -20.8758 | 0 | 0 | 20.8758 | 127.8841 | 0 | 0 | 0 | 0 | 0 | 20.8758 | 69.1026 | 0
|  |  | 18.9345 | 0 | -18.9345 | 0 | 0 | 18.9345 | 106.8458 | 0 | 0 | 0 | 0 | 0 | 18.9345 | 48.0642 | 0
|  |  | 15.4144 | 0 | -15.4144 | 0 | 0 | 15.4144 | 89.7186 | 0 | 0 | 0 | 0 | 0 | 15.4144 | 30.9371 | 0
|  |  | 11.7376 | 0 | -11.7376 | 0 | 0 | 11.7376 | 76.6768 | 0 | 0 | 0 | 0 | 0 | 11.7376 | 17.8953 | 0
|  |  | 16.1057 | 0 | -16.1057 | 0 | 0 | 16.1057 | 58.7815 | 0 | 0 | 0 | 0 | 0 | 16.1057 | 0 | 0
|  |  | 19.9504 | 189.7635 | 169.8131 | 59.657 | 169.8131 | 0 | 211.6133 | 19.9504 | 0 | 39.7066 | 19.9504 | 0 | 0 | 0 | 19.9504
|  |  | 26.3005 | 402.8369 | 376.5364 | 126.642 | 190.0066 | 0 | 382.6192 | 212.8303 | 186.5298 | 100.3415 | 26.3005 | 0 | 0 | 0 | 212.8303
|  |  | 31.0713 | 590.1973 | 559.126 | 185.5435 | 0 | 0 | 382.6192 | 590.1973 | 559.126 | 154.4722 | 31.0713 | 0 | 0 | 0 | 590.1973
|  |  | 33.2435 | 735.1833 | 701.9398 | 231.1236 | 0 | 0 | 382.6192 | 735.1833 | 701.9398 | 197.88 | 33.2435 | 0 | 0 | 0 | 735.1833
|  |  | 33.9264 | 828.9036 | 794.9771 | 260.5869 | 0 | 0 | 382.6192 | 828.9036 | 794.9771 | 226.6605 | 33.9264 | 0 | 0 | 0 | 828.9036
|  |  | 35.3688 | 868.1539 | 832.7852 | 272.9263 | 0 | 0 | 382.6192 | 868.1539 | 832.7852 | 237.5575 | 35.3688 | 0 | 0 | 0 | 868.1539
|  |  | 34.1685 | 850.6915 | 816.523 | 267.4365 | 0 | 0 | 382.6192 | 850.6915 | 816.523 | 233.268 | 34.1685 | 0 | 0 | 0 | 850.6915
|  |  | 35.1159 | 779.8006 | 744.6847 | 245.1501 | 0 | 0 | 382.6192 | 779.8006 | 744.6847 | 159.2741 | 35.1159 | 50.7601 | 0 | 45.6841 | 779.8006
|  |  | 40.4938 | 657.4035 | 616.9097 | 206.6715 | 0 | 0 | 382.6192 | 657.4035 | 616.9097 | 0 | 40.4938 | 166.1777 | 0 | 195.244 | 657.4035
|  |  | 46.2897 | 485.8234 | 439.5337 | 152.7309 | 0 | 0 | 382.6192 | 485.8234 | 439.5337 | 0 | 46.2897 | 106.4413 | 0 | 291.0411 | 485.8234
|  |  | 46.7678 | 280.3597 | 233.592 | 88.1382 | 0 | 0 | 382.6192 | 280.3597 | 233.592 | 0 | 46.7678 | 41.3704 | 0 | 328.2745 | 280.3597
|  |  | 41.1187 | 6.4082 | -34.7105 | 2.0146 | 0 | 34.7105 | 344.0521 | 6.4082 | 0 | 0 | 2.0146 | 0 | 39.1041 | 284.8255 | 6.4082
|  |  | 30.6708 | 0 | -30.6708 | 0 | 0 | 30.6708 | 309.9735 | 0 | 0 | 0 | 0 | 0 | 30.6708 | 250.7469 | 0
|  |  | 23.3615 | 0 | -23.3615 | 0 | 0 | 23.3615 | 284.0162 | 0 | 0 | 0 | 0 | 0 | 23.3615 | 224.7897 | 0
|  |  | 23.6941 | 0 | -23.6941 | 0 | 0 | 23.6941 | 257.6894 | 0 | 0 | 0 | 0 | 0 | 23.6941 | 198.4628 | 0
|  |  | 24.2768 | 0 | -24.2768 | 0 | 0 | 24.2768 | 230.7151 | 0 | 0 | 0 | 0 | 0 | 24.2768 | 171.4886 | 0
|  |  | 24.5562 | 0 | -24.5562 | 0 | 0 | 24.5562 | 203.4305 | 0 | 0 | 0 | 0 | 0 | 24.5562 | 144.204 | 0
|  |  | 24.0861 | 0 | -24.0861 | 0 | 0 | 24.0861 | 176.6682 | 0 | 0 | 0 | 0 | 0 | 24.0861 | 117.4416 | 0
|  |  | 22.6294 | 0 | -22.6294 | 0 | 0 | 22.6294 | 151.5244 | 0 | 0 | 0 | 0 | 0 | 22.6294 | 92.2979 | 0
|  |  | 20.8758 | 0 | -20.8758 | 0 | 0 | 20.8758 | 128.3291 | 0 | 0 | 0 | 0 | 0 | 20.8758 | 69.1026 | 0
|  |  | 18.9345 | 0 | -18.9345 | 0 | 0 | 18.9345 | 107.2908 | 0 | 0 | 0 | 0 | 0 | 18.9345 | 48.0642 | 0
|  |  | 15.4144 | 0 | -15.4144 | 0 | 0 | 15.4144 | 90.1636 | 0 | 0 | 0 | 0 | 0 | 15.4144 | 30.9371 | 0
|  |  | 11.7376 | 0 | -11.7376 | 0 | 0 | 11.7376 | 77.1218 | 0 | 0 | 0 | 0 | 0 | 11.7376 | 17.8953 | 0
|  |  | 16.1057 | 0 | -16.1057 | 0 | 0 | 16.1057 | 59.2265 | 0 | 0 | 0 | 0 | 0 | 16.1057 | -2.7502e-15 | 0
|  |  | 19.9504 | 195.5309 | 175.5805 | 61.4701 | 175.5805 | 0 | 217.249 | 19.9504 | 0 | 41.5197 | 19.9504 | 3.0558e-15 | 0 | 0 | 19.9504
|  |  | 26.3005 | 412.8497 | 386.5492 | 129.7898 | 183.7447 | 0 | 382.6192 | 229.105 | 202.8045 | 103.4893 | 26.3005 | 0 | 0 | 0 | 229.105
|  |  | 31.0713 | 599.4091 | 568.3378 | 188.4395 | 0 | 0 | 382.6192 | 599.4091 | 568.3378 | 157.3682 | 31.0713 | 0 | 0 | 0 | 599.4091
|  |  | 33.2435 | 742.8732 | 709.6296 | 233.5411 | 0 | 0 | 382.6192 | 742.8732 | 709.6296 | 200.2975 | 33.2435 | 0 | 0 | 0 | 742.8732
|  |  | 33.9264 | 836.9139 | 802.9874 | 263.1051 | 0 | 0 | 382.6192 | 836.9139 | 802.9874 | 229.1787 | 33.9264 | 0 | 0 | 0 | 836.9139
|  |  | 35.3688 | 875.9239 | 840.5551 | 275.369 | 0 | 0 | 382.6192 | 875.9239 | 840.5551 | 240.0002 | 35.3688 | 0 | 0 | 0 | 875.9239
|  |  | 34.1685 | 856.7793 | 822.6108 | 269.3504 | 0 | 0 | 382.6192 | 856.7793 | 822.6108 | 235.1818 | 34.1685 | 0 | 0 | 0 | 856.7793
|  |  | 35.1159 | 782.2037 | 747.0878 | 245.9056 | 0 | 0 | 382.6192 | 782.2037 | 747.0878 | 161.9599 | 35.1159 | 48.8298 | 0 | 43.9468 | 782.2037
|  |  | 40.4938 | 658.4449 | 617.951 | 206.9989 | 0 | 0 | 382.6192 | 658.4449 | 617.951 | 0 | 40.4938 | 166.505 | 0 | 193.8013 | 658.4449
|  |  | 46.2897 | 488.9474 | 442.6577 | 153.713 | 0 | 0 | 382.6192 | 488.9474 | 442.6577 | 0 | 46.2897 | 107.4234 | 0 | 290.4824 | 488.9474
|  |  | 46.7678 | 283.3235 | 236.5558 | 89.07 | 0 | 0 | 382.6192 | 283.3235 | 236.5558 | 0 | 46.7678 | 42.3022 | 0 | 328.5543 | 283.3235
|  |  | 41.1187 | 5.6072 | -35.5115 | 1.7628 | 0 | 35.5115 | 343.162 | 5.6072 | 0 | 0 | 1.7628 | 0 | 39.3559 | 284.8255 | 5.6072
|  |  | 30.6708 | 0 | -30.6708 | 0 | 0 | 30.6708 | 309.0834 | 0 | 0 | 0 | 0 | 0 | 30.6708 | 250.7469 | 0
|  |  | 23.3615 | 0 | -23.3615 | 0 | 0 | 23.3615 | 283.1262 | 0 | 0 | 0 | 0 | 0 | 23.3615 | 224.7897 | 0
|  |  | 23.6941 | 0 | -23.6941 | 0 | 0 | 23.6941 | 256.7994 | 0 | 0 | 0 | 0 | 0 | 23.6941 | 198.4628 | 0
|  |  | 24.2768 | 0 | -24.2768 | 0 | 0 | 24.2768 | 229.8251 | 0 | 0 | 0 | 0 | 0 | 24.2768 | 171.4886 | 0
|  |  | 24.5562 | 0 | -24.5562 | 0 | 0 | 24.5562 | 202.5405 | 0 | 0 | 0 | 0 | 0 | 24.5562 | 144.204 | 0
|  |  | 24.0861 | 0 | -24.0861 | 0 | 0 | 24.0861 | 175.7781 | 0 | 0 | 0 | 0 | 0 | 24.0861 | 117.4416 | 0
|  |  | 22.6294 | 0 | -22.6294 | 0 | 0 | 22.6294 | 150.6344 | 0 | 0 | 0 | 0 | 0 | 22.6294 | 92.2979 | 0
|  |  | 20.8758 | 0 | -20.8758 | 0 | 0 | 20.8758 | 127.4391 | 0 | 0 | 0 | 0 | 0 | 20.8758 | 69.1026 | 0
|  |  | 18.9345 | 0 | -18.9345 | 0 | 0 | 18.9345 | 106.4007 | 0 | 0 | 0 | 0 | 0 | 18.9345 | 48.0642 | 0
|  |  | 15.4144 | 0 | -15.4144 | 0 | 0 | 15.4144 | 89.2736 | 0 | 0 | 0 | 0 | 0 | 15.4144 | 30.9371 | 0
|  |  | 11.7376 | 0 | -11.7376 | 0 | 0 | 11.7376 | 76.2318 | 0 | 0 | 0 | 0 | 0 | 11.7376 | 17.8953 | 0
|  |  | 16.1057 | 0 | -16.1057 | 0 | 0 | 16.1057 | 58.3365 | 0 | 0 | 0 | 0 | 0 | 16.1057 | 0 | 0
|  |  | 19.9504 | 187.04 | 167.0896 | 58.8008 | 167.0896 | 0 | 208.7172 | 19.9504 | 0 | 38.8504 | 19.9504 | 0 | 0 | 0 | 19.9504
|  |  | 26.3005 | 340.3567 | 314.0562 | 106.9998 | 193.2245 | 0 | 382.6192 | 147.1322 | 120.8317 | 80.6993 | 26.3005 | 0 | 0 | 0 | 147.1322
|  |  | 31.0713 | 415.3329 | 384.2616 | 130.5705 | 0 | 0 | 382.6192 | 415.3329 | 384.2616 | 99.4992 | 31.0713 | 0 | 0 | 0 | 415.3329
|  |  | 33.2435 | 599.7295 | 566.486 | 188.5402 | 0 | 0 | 382.6192 | 599.7295 | 566.486 | 155.2967 | 33.2435 | 0 | 0 | 0 | 599.7295
|  |  | 33.9264 | 820.5729 | 786.6465 | 257.968 | 0 | 0 | 382.6192 | 820.5729 | 786.6465 | 224.0415 | 33.9264 | 0 | 0 | 0 | 820.5729
|  |  | 35.3688 | 928.6315 | 893.2628 | 291.9389 | 0 | 0 | 382.6192 | 928.6315 | 893.2628 | 256.5702 | 35.3688 | 0 | 0 | 0 | 928.6315
|  |  | 34.1685 | 942.3291 | 908.1606 | 296.2451 | 0 | 0 | 382.6192 | 942.3291 | 908.1606 | 262.0766 | 34.1685 | 0 | 0 | 0 | 942.3291
|  |  | 35.1159 | 859.9033 | 824.7874 | 270.3325 | 0 | 0 | 382.6192 | 859.9033 | 824.7874 | 165.8278 | 35.1159 | 69.3888 | 0 | 62.4499 | 859.9033
|  |  | 40.4938 | 612.7863 | 572.2924 | 192.6449 | 0 | 0 | 382.6192 | 612.7863 | 572.2924 | 0 | 40.4938 | 152.1511 | 0 | 199.3859 | 612.7863
|  |  | 46.2897 | 463.2344 | 416.9447 | 145.6295 | 0 | 0 | 382.6192 | 463.2344 | 416.9447 | 0 | 46.2897 | 99.3398 | 0 | 288.7918 | 463.2344
|  |  | 46.7678 | 281.8817 | 235.1139 | 88.6167 | 0 | 0 | 382.6192 | 281.8817 | 235.1139 | 0 | 46.7678 | 41.8489 | 0 | 326.4558 | 281.8817
|  |  | 41.1187 | 11.6149 | -29.5038 | 3.6514 | 0 | 29.5038 | 349.8373 | 11.6149 | 0 | 0 | 3.6514 | 0 | 37.4672 | 284.8255 | 11.6149
|  |  | 30.6708 | 0 | -30.6708 | 0 | 0 | 30.6708 | 315.7587 | 0 | 0 | 0 | 0 | 0 | 30.6708 | 250.7469 | 0
|  |  | 23.3615 | 0 | -23.3615 | 0 | 0 | 23.3615 | 289.8014 | 0 | 0 | 0 | 0 | 0 | 23.3615 | 224.7897 | 0
|  |  | 23.6941 | 0 | -23.6941 | 0 | 0 | 23.6941 | 263.4746 | 0 | 0 | 0 | 0 | 0 | 23.6941 | 198.4628 | 0
|  |  | 24.2768 | 0 | -24.2768 | 0 | 0 | 24.2768 | 236.5003 | 0 | 0 | 0 | 0 | 0 | 24.2768 | 171.4886 | 0
|  |  | 24.5562 | 0 | -24.5562 | 0 | 0 | 24.5562 | 209.2157 | 0 | 0 | 0 | 0 | 0 | 24.5562 | 144.204 | 0
|  |  | 24.0861 | 0 | -24.0861 | 0 | 0 | 24.0861 | 182.4534 | 0 | 0 | 0 | 0 | 0 | 24.0861 | 117.4416 | 0
|  |  | 22.6294 | 0 | -22.6294 | 0 | 0 | 22.6294 | 157.3096 | 0 | 0 | 0 | 0 | 0 | 22.6294 | 92.2979 | 0
|  |  | 20.8758 | 0 | -20.8758 | 0 | 0 | 20.8758 | 134.1143 | 0 | 0 | 0 | 0 | 0 | 20.8758 | 69.1026 | 0
|  |  | 18.9345 | 0 | -18.9345 | 0 | 0 | 18.9345 | 113.076 | 0 | 0 | 0 | 0 | 0 | 18.9345 | 48.0642 | 0
|  |  | 15.4144 | 0 | -15.4144 | 0 | 0 | 15.4144 | 95.9488 | 0 | 0 | 0 | 0 | 0 | 15.4144 | 30.9371 | 0
|  |  | 11.7376 | 0 | -11.7376 | 0 | 0 | 11.7376 | 82.907 | 0 | 0 | 0 | 0 | 0 | 11.7376 | 17.8953 | 0
|  |  | 16.1057 | 0 | -16.1057 | 0 | 0 | 16.1057 | 65.0117 | 0 | 0 | 0 | 0 | 0 | 16.1057 | 0 | 0
|  |  | 19.9504 | 193.3681 | 173.4177 | 60.7902 | 173.4177 | 0 | 221.0877 | 19.9504 | 0 | 40.8398 | 19.9504 | 0 | 0 | 0 | 19.9504
|  |  | 26.3005 | 418.6972 | 392.3967 | 131.6281 | 179.4795 | 0 | 382.6192 | 239.2177 | 212.9172 | 105.3276 | 26.3005 | 0 | 0 | 0 | 239.2177
|  |  | 31.0713 | 619.4348 | 588.3635 | 194.7351 | 0 | 0 | 382.6192 | 619.4348 | 588.3635 | 163.6638 | 31.0713 | 0 | 0 | 0 | 619.4348
|  |  | 33.2435 | 773.3122 | 740.0687 | 243.1104 | 0 | 0 | 382.6192 | 773.3122 | 740.0687 | 209.8668 | 33.2435 | 0 | 0 | 0 | 773.3122
|  |  | 33.9264 | 871.5183 | 837.5918 | 273.9839 | 0 | 0 | 382.6192 | 871.5183 | 837.5918 | 240.0575 | 33.9264 | 0 | 0 | 0 | 871.5183
|  |  | 35.3688 | 913.1717 | 877.8029 | 287.0787 | 0 | 0 | 382.6192 | 913.1717 | 877.8029 | 251.71 | 35.3688 | 0 | 0 | 0 | 913.1717
|  |  | 34.1685 | 896.9108 | 862.7423 | 281.9667 | 0 | 0 | 382.6192 | 896.9108 | 862.7423 | 247.7982 | 34.1685 | 0 | 0 | 0 | 896.9108
|  |  | 35.1159 | 820.0923 | 784.9764 | 257.8169 | 0 | 0 | 382.6192 | 820.0923 | 784.9764 | 168.6901 | 35.1159 | 54.0108 | 0 | 48.6097 | 820.0923
|  |  | 40.4938 | 688.3232 | 647.8294 | 216.3919 | 0 | 0 | 382.6192 | 688.3232 | 647.8294 | 0 | 40.4938 | 175.8981 | 0 | 206.918 | 688.3232
|  |  | 46.2897 | 508.6527 | 462.363 | 159.9079 | 0 | 0 | 382.6192 | 508.6527 | 462.363 | 0 | 46.2897 | 113.6182 | 0 | 309.1744 | 508.6527
|  |  | 46.7678 | 291.2537 | 244.4859 | 91.563 | 0 | 0 | 382.6192 | 291.2537 | 244.4859 | 0 | 46.7678 | 44.7952 | 0 | 349.4901 | 291.2537
|  |  | 41.1187 | 5.447 | -35.6717 | 1.7124 | 0 | 35.6717 | 342.984 | 5.447 | 0 | 0 | 1.7124 | 0 | 39.4063 | 305.7053 | 5.447
|  |  | 30.6708 | 0 | -30.6708 | 0 | 0 | 30.6708 | 308.9054 | 0 | 0 | 0 | 0 | 0 | 30.6708 | 271.6267 | 0
|  |  | 23.3615 | 0 | -23.3615 | 0 | 0 | 23.3615 | 282.9482 | 0 | 0 | 0 | 0 | 0 | 23.3615 | 245.6695 | 0
|  |  | 23.6941 | 0 | -23.6941 | 0 | 0 | 23.6941 | 256.6213 | 0 | 0 | 0 | 0 | 0 | 23.6941 | 219.3427 | 0
|  |  | 24.2768 | 0 | -24.2768 | 0 | 0 | 24.2768 | 229.6471 | 0 | 0 | 0 | 0 | 0 | 24.2768 | 192.3684 | 0
|  |  | 24.5562 | 0 | -24.5562 | 0 | 0 | 24.5562 | 202.3625 | 0 | 0 | 0 | 0 | 0 | 24.5562 | 165.0838 | 0
|  |  | 30.2465 | 0 | -30.2465 | 0 | 0 | 30.2465 | 168.7553 | 0 | 0 | 0 | 0 | 0 | 30.2465 | 131.4766 | 0
|  |  | 28.1491 | 0 | -28.1491 | 0 | 0 | 28.1491 | 137.4785 | 0 | 0 | 0 | 0 | 0 | 28.1491 | 100.1998 | 0
|  |  | 25.2107 | 0 | -25.2107 | 0 | 0 | 25.2107 | 109.4666 | 0 | 0 | 0 | 0 | 0 | 25.2107 | 72.1879 | 0
|  |  | 21.4417 | 0 | -21.4417 | 0 | 0 | 21.4417 | 85.6425 | 0 | 0 | 0 | 0 | 0 | 21.4417 | 48.3639 | 0
|  |  | 17.5188 | 0 | -17.5188 | 0 | 0 | 17.5188 | 66.1772 | 0 | 0 | 0 | 0 | 0 | 17.5188 | 28.8985 | 0
|  |  | 14.3414 | 0 | -14.3414 | 0 | 0 | 14.3414 | 50.2423 | 0 | 0 | 0 | 0 | 0 | 14.3414 | 12.9636 | 0
|  |  | 11.6673 | 0 | -11.6673 | 0 | 0 | 11.6673 | 37.2787 | 0 | 0 | 0 | 0 | 0 | 11.6673 | -2.5805e-15 | 0
|  |  | 9.167 | 150.8335 | 141.6666 | 47.4184 | 141.6666 | 0 | 164.7786 | 9.167 | 0 | 38.2514 | 9.167 | 2.8672e-15 | 0 | 0 | 9.167
|  |  | 7.1962 | 333.2276 | 326.0313 | 104.7586 | 242.0452 | 0 | 382.6192 | 91.1824 | 83.9862 | 97.5623 | 7.1962 | 0 | 0 | 0 | 91.1824
|  |  | 6.03 | 495.9964 | 489.9664 | 155.9291 | 0 | 0 | 382.6192 | 495.9964 | 489.9664 | 149.8991 | 6.03 | 0 | 0 | 0 | 495.9964
|  |  | 6.0645 | 629.8482 | 623.7837 | 198.0088 | 0 | 0 | 382.6192 | 629.8482 | 623.7837 | 191.9443 | 6.0645 | 0 | 0 | 0 | 629.8482
|  |  | 6.9622 | 711.3928 | 704.4306 | 223.6444 | 0 | 0 | 382.6192 | 711.3928 | 704.4306 | 216.6822 | 6.9622 | 0 | 0 | 0 | 711.3928
|  |  | 9.2104 | 747.7595 | 738.549 | 235.0772 | 0 | 0 | 382.6192 | 747.7595 | 738.549 | 225.8668 | 9.2104 | 0 | 0 | 0 | 747.7595
|  |  | 12.2202 | 740.9507 | 728.7305 | 232.9367 | 0 | 0 | 382.6192 | 740.9507 | 728.7305 | 220.7165 | 12.2202 | 0 | 0 | 0 | 740.9507
|  |  | 15.3949 | 665.3337 | 649.9388 | 209.1646 | 0 | 0 | 382.6192 | 665.3337 | 649.9388 | 89.0454 | 15.3949 | 104.7243 | 0 | 94.2518 | 665.3337
|  |  | 18.6761 | 556.7944 | 538.1183 | 175.0425 | 0 | 0 | 382.6192 | 556.7944 | 538.1183 | 0 | 18.6761 | 156.3664 | 0 | 234.9816 | 556.7944
|  |  | 22.1391 | 418.1365 | 395.9974 | 131.4518 | 0 | 0 | 382.6192 | 418.1365 | 395.9974 | 0 | 22.1391 | 109.3127 | 0 | 333.363 | 418.1365
|  |  | 26.0591 | 246.7166 | 220.6574 | 77.5616 | 0 | 0 | 382.6192 | 246.7166 | 220.6574 | 0 | 26.0591 | 51.5025 | 0 | 379.7153 | 246.7166
|  |  | 29.8278 | 7.6098 | -22.2181 | 2.3923 | 0 | 22.2181 | 357.9325 | 7.6098 | 0 | 0 | 2.3923 | 0 | 27.4355 | 349.2314 | 7.6098
|  |  | 32.3465 | 0 | -32.3465 | 0 | 0 | 32.3465 | 321.992 | 0 | 0 | 0 | 0 | 0 | 32.3465 | 313.2909 | 0
|  |  | 33.6507 | 0 | -33.6507 | 0 | 0 | 33.6507 | 284.6023 | 0 | 0 | 0 | 0 | 0 | 33.6507 | 275.9012 | 0
|  |  | 34.0882 | 0 | -34.0882 | 0 | 0 | 34.0882 | 246.7265 | 0 | 0 | 0 | 0 | 0 | 34.0882 | 238.0254 | 0
|  |  | 33.501 | 0 | -33.501 | 0 | 0 | 33.501 | 209.5032 | 0 | 0 | 0 | 0 | 0 | 33.501 | 200.8021 | 0
|  |  | 32.1465 | 0 | -32.1465 | 0 | 0 | 32.1465 | 173.7849 | 0 | 0 | 0 | 0 | 0 | 32.1465 | 165.0838 | 0
|  |  | 30.2465 | 0 | -30.2465 | 0 | 0 | 30.2465 | 140.1777 | 0 | 0 | 0 | 0 | 0 | 30.2465 | 131.4766 | 0
|  |  | 28.1491 | 0 | -28.1491 | 0 | 0 | 28.1491 | 108.9009 | 0 | 0 | 0 | 0 | 0 | 28.1491 | 100.1998 | 0
|  |  | 25.2107 | 0 | -25.2107 | 0 | 0 | 25.2107 | 80.889 | 0 | 0 | 0 | 0 | 0 | 25.2107 | 72.1879 | 0
|  |  | 21.4417 | 0 | -21.4417 | 0 | 0 | 21.4417 | 57.065 | 0 | 0 | 0 | 0 | 0 | 21.4417 | 48.3639 | 0
|  |  | 17.5188 | 0 | -17.5188 | 0 | 0 | 17.5188 | 37.5996 | 0 | 0 | 0 | 0 | 0 | 17.5188 | 28.8985 | 0
|  |  | 14.3414 | 0 | -14.3414 | 0 | 0 | 14.3414 | 21.6647 | 0 | 0 | 0 | 0 | 0 | 14.3414 | 12.9636 | 0
|  |  | 11.6673 | 0 | -11.6673 | 0 | 0 | 11.6673 | 8.7011 | 0 | 0 | 0 | 0 | 0 | 11.6673 | 0 | 0
|  |  | 9.167 | 188.0012 | 178.8343 | 59.103 | 178.8343 | 0 | 169.652 | 9.167 | 0 | 49.936 | 9.167 | 0 | 0 | 0 | 9.167
|  |  | 7.1962 | 407.4828 | 400.2866 | 128.1026 | 236.6303 | 0 | 382.6192 | 170.8525 | 163.6563 | 120.9064 | 7.1962 | 0 | 0 | 0 | 170.8525
|  |  | 6.03 | 603.0137 | 596.9837 | 189.5727 | 0 | 0 | 382.6192 | 603.0137 | 596.9837 | 183.5427 | 6.03 | 0 | 0 | 0 | 603.0137
|  |  | 6.0645 | 748.4003 | 742.3358 | 235.2787 | 0 | 0 | 382.6192 | 748.4003 | 742.3358 | 229.2142 | 6.0645 | 0 | 0 | 0 | 748.4003
|  |  | 6.9622 | 845.4848 | 838.5227 | 265.7997 | 0 | 0 | 382.6192 | 845.4848 | 838.5227 | 258.8375 | 6.9622 | 0 | 0 | 0 | 845.4848
|  |  | 9.2104 | 884.4949 | 875.2845 | 278.0635 | 0 | 0 | 382.6192 | 884.4949 | 875.2845 | 268.853 | 9.2104 | 0 | 0 | 0 | 884.4949
|  |  | 12.2202 | 863.1075 | 850.8872 | 271.3398 | 0 | 0 | 382.6192 | 863.1075 | 850.8872 | 259.1195 | 12.2202 | 0 | 0 | 0 | 863.1075
|  |  | 15.3949 | 789.4129 | 774.018 | 248.172 | 0 | 0 | 382.6192 | 789.4129 | 774.018 | 211.3545 | 15.3949 | 21.4226 | 0 | 19.2803 | 789.4129
|  |  | 18.6761 | 660.5275 | 641.8514 | 207.6536 | 0 | 0 | 382.6192 | 660.5275 | 641.8514 | 0 | 18.6761 | 188.9775 | 0 | 189.3601 | 660.5275
|  |  | 22.1391 | 483.0999 | 460.9607 | 151.8747 | 0 | 0 | 382.6192 | 483.0999 | 460.9607 | 0 | 22.1391 | 129.7356 | 0 | 306.1222 | 483.0999
|  |  | 26.0591 | 271.8688 | 245.8097 | 85.4689 | 0 | 0 | 382.6192 | 271.8688 | 245.8097 | 0 | 26.0591 | 59.4098 | 0 | 359.5909 | 271.8688
|  |  | 29.8278 | 5.447 | -24.3808 | 1.7124 | 0 | 24.3808 | 355.5294 | 5.447 | 0 | 0 | 1.7124 | 0 | 28.1154 | 328.3516 | 5.447
|  |  | 32.3465 | 0 | -32.3465 | 0 | 0 | 32.3465 | 319.5889 | 0 | 0 | 0 | 0 | 0 | 32.3465 | 292.411 | 0
|  |  | 33.6507 | 0 | -33.6507 | 0 | 0 | 33.6507 | 282.1992 | 0 | 0 | 0 | 0 | 0 | 33.6507 | 255.0214 | 0
|  |  | 34.0882 | 0 | -34.0882 | 0 | 0 | 34.0882 | 244.3234 | 0 | 0 | 0 | 0 | 0 | 34.0882 | 217.1456 | 0
|  |  | 33.501 | 0 | -33.501 | 0 | 0 | 33.501 | 207.1001 | 0 | 0 | 0 | 0 | 0 | 33.501 | 179.9223 | 0
|  |  | 32.1465 | 0 | -32.1465 | 0 | 0 | 32.1465 | 171.3818 | 0 | 0 | 0 | 0 | 0 | 32.1465 | 144.204 | 0
|  |  | 24.0861 | 0 | -24.0861 | 0 | 0 | 24.0861 | 144.6195 | 0 | 0 | 0 | 0 | 0 | 24.0861 | 117.4416 | 0
|  |  | 22.6294 | 0 | -22.6294 | 0 | 0 | 22.6294 | 119.4757 | 0 | 0 | 0 | 0 | 0 | 22.6294 | 92.2979 | 0
|  |  | 20.8758 | 0 | -20.8758 | 0 | 0 | 20.8758 | 96.2804 | 0 | 0 | 0 | 0 | 0 | 20.8758 | 69.1026 | 0
|  |  | 18.9345 | 0 | -18.9345 | 0 | 0 | 18.9345 | 75.2421 | 0 | 0 | 0 | 0 | 0 | 18.9345 | 48.0642 | 0
|  |  | 15.4144 | 0 | -15.4144 | 0 | 0 | 15.4144 | 58.1149 | 0 | 0 | 0 | 0 | 0 | 15.4144 | 30.9371 | 0
|  |  | 11.7376 | 0 | -11.7376 | 0 | 0 | 11.7376 | 45.0731 | 0 | 0 | 0 | 0 | 0 | 11.7376 | 17.8953 | 0
|  |  | 16.1057 | 0 | -16.1057 | 0 | 0 | 16.1057 | 27.1779 | 0 | 0 | 0 | 0 | 0 | 16.1057 | 0 | 0
|  |  | 19.9504 | 172.4613 | 152.5109 | 54.2176 | 152.5109 | 0 | 164.4377 | 19.9504 | 0 | 34.2672 | 19.9504 | 0 | 0 | 0 | 19.9504
|  |  | 26.3005 | 379.2867 | 352.9861 | 119.2384 | 242.424 | 0 | 382.6192 | 136.8627 | 110.5622 | 92.9379 | 26.3005 | 0 | 0 | 0 | 136.8627
|  |  | 31.0713 | 559.598 | 528.5267 | 175.9239 | 0 | 0 | 382.6192 | 559.598 | 528.5267 | 144.8526 | 31.0713 | 0 | 0 | 0 | 559.598
|  |  | 33.2435 | 695.0518 | 661.8083 | 218.5072 | 0 | 0 | 382.6192 | 695.0518 | 661.8083 | 185.2637 | 33.2435 | 0 | 0 | 0 | 695.0518
|  |  | 33.9264 | 786.0486 | 752.1222 | 247.1144 | 0 | 0 | 382.6192 | 786.0486 | 752.1222 | 213.1879 | 33.9264 | 0 | 0 | 0 | 786.0486
|  |  | 35.3688 | 822.6556 | 787.2868 | 258.6227 | 0 | 0 | 382.6192 | 822.6556 | 787.2868 | 223.2539 | 35.3688 | 0 | 0 | 0 | 822.6556
|  |  | 34.1685 | 805.9141 | 771.7455 | 253.3596 | 0 | 0 | 382.6192 | 805.9141 | 771.7455 | 219.191 | 34.1685 | 0 | 0 | 0 | 805.9141
|  |  | 35.1159 | 735.9042 | 700.7883 | 231.3502 | 0 | 0 | 382.6192 | 735.9042 | 700.7883 | 117.4892 | 35.1159 | 78.7451 | 0 | 70.8706 | 735.9042
|  |  | 40.4938 | 617.0317 | 576.5379 | 193.9796 | 0 | 0 | 382.6192 | 617.0317 | 576.5379 | 0 | 40.4938 | 153.4858 | 0 | 209.0078 | 617.0317
|  |  | 46.2897 | 455.3843 | 409.0946 | 143.1616 | 0 | 0 | 382.6192 | 455.3843 | 409.0946 | 0 | 46.2897 | 96.872 | 0 | 296.1926 | 455.3843
|  |  | 46.7678 | 261.856 | 215.0882 | 82.3211 | 0 | 0 | 382.6192 | 261.856 | 215.0882 | 0 | 46.7678 | 35.5533 | 0 | 328.1906 | 261.856
|  |  | 41.1187 | 6.6485 | -34.4702 | 2.0901 | 0 | 34.4702 | 344.3191 | 6.6485 | 0 | 0 | 2.0901 | 0 | 39.0285 | 284.8255 | 6.6485
|  |  | 30.6708 | 0 | -30.6708 | 0 | 0 | 30.6708 | 310.2405 | 0 | 0 | 0 | 0 | 0 | 30.6708 | 250.7469 | 0
|  |  | 23.3615 | 0 | -23.3615 | 0 | 0 | 23.3615 | 284.2832 | 0 | 0 | 0 | 0 | 0 | 23.3615 | 224.7897 | 0
|  |  | 23.6941 | 0 | -23.6941 | 0 | 0 | 23.6941 | 257.9564 | 0 | 0 | 0 | 0 | 0 | 23.6941 | 198.4628 | 0
|  |  | 24.2768 | 0 | -24.2768 | 0 | 0 | 24.2768 | 230.9821 | 0 | 0 | 0 | 0 | 0 | 24.2768 | 171.4886 | 0
|  |  | 24.5562 | 0 | -24.5562 | 0 | 0 | 24.5562 | 203.6975 | 0 | 0 | 0 | 0 | 0 | 24.5562 | 144.204 | 0
|  |  | 24.0861 | 0 | -24.0861 | 0 | 0 | 24.0861 | 176.9352 | 0 | 0 | 0 | 0 | 0 | 24.0861 | 117.4416 | 0
|  |  | 22.6294 | 0 | -22.6294 | 0 | 0 | 22.6294 | 151.7914 | 0 | 0 | 0 | 0 | 0 | 22.6294 | 92.2979 | 0
|  |  | 20.8758 | 0 | -20.8758 | 0 | 0 | 20.8758 | 128.5961 | 0 | 0 | 0 | 0 | 0 | 20.8758 | 69.1026 | 0
|  |  | 18.9345 | 0 | -18.9345 | 0 | 0 | 18.9345 | 107.5578 | 0 | 0 | 0 | 0 | 0 | 18.9345 | 48.0642 | 0
|  |  | 15.4144 | 0 | -15.4144 | 0 | 0 | 15.4144 | 90.4306 | 0 | 0 | 0 | 0 | 0 | 15.4144 | 30.9371 | 0
|  |  | 11.7376 | 0 | -11.7376 | 0 | 0 | 11.7376 | 77.3888 | 0 | 0 | 0 | 0 | 0 | 11.7376 | 17.8953 | 0
|  |  | 16.1057 | 0 | -16.1057 | 0 | 0 | 16.1057 | 59.4935 | 0 | 0 | 0 | 0 | 0 | 16.1057 | 0 | 0
|  |  | 19.9504 | 177.3476 | 157.3972 | 55.7537 | 157.3972 | 0 | 201.151 | 19.9504 | 0 | 35.8033 | 19.9504 | 0 | 0 | 0 | 19.9504
|  |  | 26.3005 | 396.669 | 370.3684 | 124.703 | 201.6314 | 0 | 382.6192 | 195.0376 | 168.7371 | 98.4025 | 26.3005 | 0 | 0 | 0 | 195.0376
|  |  | 31.0713 | 597.4065 | 566.3353 | 187.8099 | 0 | 0 | 382.6192 | 597.4065 | 566.3353 | 156.7387 | 31.0713 | 0 | 0 | 0 | 597.4065
|  |  | 33.2435 | 750.4028 | 717.1593 | 235.9082 | 0 | 0 | 382.6192 | 750.4028 | 717.1593 | 202.6647 | 33.2435 | 0 | 0 | 0 | 750.4028
|  |  | 33.9264 | 851.8931 | 817.9666 | 267.8142 | 0 | 0 | 382.6192 | 851.8931 | 817.9666 | 233.8878 | 33.9264 | 0 | 0 | 0 | 851.8931
|  |  | 35.3688 | 896.6705 | 861.3017 | 281.8912 | 0 | 0 | 382.6192 | 896.6705 | 861.3017 | 246.5224 | 35.3688 | 0 | 0 | 0 | 896.6705
|  |  | 34.1685 | 880.8102 | 846.6416 | 276.9051 | 0 | 0 | 382.6192 | 880.8102 | 846.6416 | 242.7365 | 34.1685 | 0 | 0 | 0 | 880.8102
|  |  | 35.1159 | 805.3534 | 770.2375 | 253.1833 | 0 | 0 | 382.6192 | 805.3534 | 770.2375 | 176.0779 | 35.1159 | 41.9895 | 0 | 37.7905 | 805.3534
|  |  | 40.4938 | 675.7471 | 635.2532 | 212.4383 | 0 | 0 | 382.6192 | 675.7471 | 635.2532 | 0 | 40.4938 | 171.9444 | 0 | 192.5405 | 675.7471
|  |  | 46.2897 | 496.1566 | 449.8669 | 155.9795 | 0 | 0 | 382.6192 | 496.1566 | 449.8669 | 0 | 46.2897 | 109.6898 | 0 | 291.2613 | 496.1566
|  |  | 46.7678 | 278.197 | 231.4292 | 87.4583 | 0 | 0 | 382.6192 | 278.197 | 231.4292 | 0 | 46.7678 | 40.6905 | 0 | 327.8828 | 278.197
|  |  | 41.1187 | 7.5297 | -33.589 | 2.3671 | 0 | 33.589 | 345.2981 | 7.5297 | 0 | 0 | 2.3671 | 0 | 38.7515 | 284.8255 | 7.5297
|  |  | 30.6708 | 0 | -30.6708 | 0 | 0 | 30.6708 | 311.2195 | 0 | 0 | 0 | 0 | 0 | 30.6708 | 250.7469 | 0
|  |  | 23.3615 | 0 | -23.3615 | 0 | 0 | 23.3615 | 285.2622 | 0 | 0 | 0 | 0 | 0 | 23.3615 | 224.7897 | 0
|  |  | 23.6941 | 0 | -23.6941 | 0 | 0 | 23.6941 | 258.9354 | 0 | 0 | 0 | 0 | 0 | 23.6941 | 198.4628 | 0
|  |  | 24.2768 | 0 | -24.2768 | 0 | 0 | 24.2768 | 231.9612 | 0 | 0 | 0 | 0 | 0 | 24.2768 | 171.4886 | 0
|  |  | 24.5562 | 0 | -24.5562 | 0 | 0 | 24.5562 | 204.6765 | 0 | 0 | 0 | 0 | 0 | 24.5562 | 144.204 | 0
|  |  | 24.0861 | 0 | -24.0861 | 0 | 0 | 24.0861 | 177.9142 | 0 | 0 | 0 | 0 | 0 | 24.0861 | 117.4416 | 0
|  |  | 22.6294 | 0 | -22.6294 | 0 | 0 | 22.6294 | 152.7705 | 0 | 0 | 0 | 0 | 0 | 22.6294 | 92.2979 | 0
|  |  | 20.8758 | 0 | -20.8758 | 0 | 0 | 20.8758 | 129.5752 | 0 | 0 | 0 | 0 | 0 | 20.8758 | 69.1026 | 0
|  |  | 18.9345 | 0 | -18.9345 | 0 | 0 | 18.9345 | 108.5368 | 0 | 0 | 0 | 0 | 0 | 18.9345 | 48.0642 | 0
|  |  | 15.4144 | 0 | -15.4144 | 0 | 0 | 15.4144 | 91.4097 | 0 | 0 | 0 | 0 | 0 | 15.4144 | 30.9371 | 0
|  |  | 11.7376 | 0 | -11.7376 | 0 | 0 | 11.7376 | 78.3679 | 0 | 0 | 0 | 0 | 0 | 11.7376 | 17.8953 | 0
|  |  | 16.1057 | 0 | -16.1057 | 0 | 0 | 16.1057 | 60.4726 | 0 | 0 | 0 | 0 | 0 | 16.1057 | 2.6996e-15 | 0
|  |  | 19.9504 | 181.2726 | 161.3222 | 56.9876 | 161.3222 | 0 | 205.6626 | 19.9504 | 0 | 37.0373 | 19.9504 | -2.9995e-15 | 0 | 0 | 19.9504
|  |  | 26.3005 | 394.9868 | 368.6863 | 124.1741 | 196.6185 | 0 | 382.6192 | 198.3683 | 172.0678 | 97.8736 | 26.3005 | 0 | 0 | 0 | 198.3683
|  |  | 31.0713 | 583.9493 | 552.878 | 183.5793 | 0 | 0 | 382.6192 | 583.9493 | 552.878 | 152.508 | 31.0713 | 0 | 0 | 0 | 583.9493
|  |  | 33.2435 | 731.0981 | 697.8545 | 229.8393 | 0 | 0 | 382.6192 | 731.0981 | 697.8545 | 196.5957 | 33.2435 | 0 | 0 | 0 | 731.0981
|  |  | 33.9264 | 827.702 | 793.7756 | 260.2092 | 0 | 0 | 382.6192 | 827.702 | 793.7756 | 226.2827 | 33.9264 | 0 | 0 | 0 | 827.702
|  |  | 35.3688 | 866.3116 | 830.9428 | 272.3471 | 0 | 0 | 382.6192 | 866.3116 | 830.9428 | 236.9783 | 35.3688 | 0 | 0 | 0 | 866.3116
|  |  | 34.1685 | 849.49 | 815.3214 | 267.0588 | 0 | 0 | 382.6192 | 849.49 | 815.3214 | 232.8902 | 34.1685 | 0 | 0 | 0 | 849.49
|  |  | 35.1159 | 775.3949 | 740.279 | 243.7651 | 0 | 0 | 382.6192 | 775.3949 | 740.279 | 146.9348 | 35.1159 | 61.7144 | 0 | 55.543 | 775.3949
|  |  | 40.4938 | 646.9902 | 606.4963 | 203.3978 | 0 | 0 | 382.6192 | 646.9902 | 606.4963 | 0 | 40.4938 | 162.904 | 0 | 202.1566 | 646.9902
|  |  | 46.2897 | 473.2472 | 426.9576 | 148.7773 | 0 | 0 | 382.6192 | 473.2472 | 426.9576 | 0 | 46.2897 | 102.4876 | 0 | 294.3954 | 473.2472
|  |  | 46.7678 | 268.5045 | 221.7367 | 84.4112 | 0 | 0 | 382.6192 | 268.5045 | 221.7367 | 0 | 46.7678 | 37.6435 | 0 | 328.2745 | 268.5045
|  |  | 41.1187 | 6.4082 | -34.7105 | 2.0146 | 0 | 34.7105 | 344.0521 | 6.4082 | 0 | 0 | 2.0146 | 0 | 39.1041 | 284.8255 | 6.4082
|  |  | 30.6708 | 0 | -30.6708 | 0 | 0 | 30.6708 | 309.9735 | 0 | 0 | 0 | 0 | 0 | 30.6708 | 250.7469 | 0
|  |  | 23.3615 | 0 | -23.3615 | 0 | 0 | 23.3615 | 284.0162 | 0 | 0 | 0 | 0 | 0 | 23.3615 | 224.7897 | 0
|  |  | 23.6941 | 0 | -23.6941 | 0 | 0 | 23.6941 | 257.6894 | 0 | 0 | 0 | 0 | 0 | 23.6941 | 198.4628 | 0
|  |  | 24.2768 | 0 | -24.2768 | 0 | 0 | 24.2768 | 230.7151 | 0 | 0 | 0 | 0 | 0 | 24.2768 | 171.4886 | 0
|  |  | 24.5562 | 0 | -24.5562 | 0 | 0 | 24.5562 | 203.4305 | 0 | 0 | 0 | 0 | 0 | 24.5562 | 144.204 | 0
|  |  | 24.0861 | 0 | -24.0861 | 0 | 0 | 24.0861 | 176.6682 | 0 | 0 | 0 | 0 | 0 | 24.0861 | 117.4416 | 0
|  |  | 22.6294 | 0 | -22.6294 | 0 | 0 | 22.6294 | 151.5244 | 0 | 0 | 0 | 0 | 0 | 22.6294 | 92.2979 | 0
|  |  | 20.8758 | 0 | -20.8758 | 0 | 0 | 20.8758 | 128.3291 | 0 | 0 | 0 | 0 | 0 | 20.8758 | 69.1026 | 0
|  |  | 18.9345 | 0 | -18.9345 | 0 | 0 | 18.9345 | 107.2908 | 0 | 0 | 0 | 0 | 0 | 18.9345 | 48.0642 | 0
|  |  | 15.4144 | 0 | -15.4144 | 0 | 0 | 15.4144 | 90.1636 | 0 | 0 | 0 | 0 | 0 | 15.4144 | 30.9371 | 0
|  |  | 11.7376 | 0 | -11.7376 | 0 | 0 | 11.7376 | 77.1218 | 0 | 0 | 0 | 0 | 0 | 11.7376 | 17.8953 | 0
|  |  | 16.1057 | 0 | -16.1057 | 0 | 0 | 16.1057 | 59.2265 | 0 | 0 | 0 | 0 | 0 | 16.1057 | 2.7066e-15 | 0
|  |  | 19.9504 | 183.1951 | 163.2447 | 57.592 | 163.2447 | 0 | 206.1468 | 19.9504 | 0 | 37.6416 | 19.9504 | -3.0073e-15 | 0 | 0 | 19.9504
|  |  | 26.3005 | 392.6638 | 366.3633 | 123.4439 | 196.0805 | 0 | 382.6192 | 196.5833 | 170.2828 | 97.1433 | 26.3005 | 0 | 0 | 0 | 196.5833
|  |  | 31.0713 | 577.4609 | 546.3897 | 181.5395 | 0 | 0 | 382.6192 | 577.4609 | 546.3897 | 150.4682 | 31.0713 | 0 | 0 | 0 | 577.4609
|  |  | 33.2435 | 717.801 | 684.5575 | 225.659 | 0 | 0 | 382.6192 | 717.801 | 684.5575 | 192.4155 | 33.2435 | 0 | 0 | 0 | 717.801
|  |  | 33.9264 | 811.281 | 777.3545 | 255.0468 | 0 | 0 | 382.6192 | 811.281 | 777.3545 | 221.1204 | 33.9264 | 0 | 0 | 0 | 811.281
|  |  | 35.3688 | 853.9757 | 818.607 | 268.469 | 0 | 0 | 382.6192 | 853.9757 | 818.607 | 233.1002 | 35.3688 | 0 | 0 | 0 | 853.9757
|  |  | 34.1685 | 838.6761 | 804.5076 | 263.6592 | 0 | 0 | 382.6192 | 838.6761 | 804.5076 | 229.4906 | 34.1685 | 0 | 0 | 0 | 838.6761
|  |  | 35.1159 | 769.1469 | 734.031 | 241.8009 | 0 | 0 | 382.6192 | 769.1469 | 734.031 | 153.18 | 35.1159 | 53.505 | 0 | 48.1545 | 769.1469
|  |  | 40.4938 | 650.2744 | 609.7805 | 204.4303 | 0 | 0 | 382.6192 | 650.2744 | 609.7805 | 0 | 40.4938 | 163.9364 | 0 | 195.6973 | 650.2744
|  |  | 46.2897 | 484.2213 | 437.9316 | 152.2273 | 0 | 0 | 382.6192 | 484.2213 | 437.9316 | 0 | 46.2897 | 105.9376 | 0 | 291.0411 | 484.2213
|  |  | 46.7678 | 280.3597 | 233.592 | 88.1382 | 0 | 0 | 382.6192 | 280.3597 | 233.592 | 0 | 46.7678 | 41.3704 | 0 | 328.2745 | 280.3597
|  |  | 41.1187 | 6.4082 | -34.7105 | 2.0146 | 0 | 34.7105 | 344.0521 | 6.4082 | 0 | 0 | 2.0146 | 0 | 39.1041 | 284.8255 | 6.4082
|  |  | 30.6708 | 0 | -30.6708 | 0 | 0 | 30.6708 | 309.9735 | 0 | 0 | 0 | 0 | 0 | 30.6708 | 250.7469 | 0
|  |  | 23.3615 | 0 | -23.3615 | 0 | 0 | 23.3615 | 284.0162 | 0 | 0 | 0 | 0 | 0 | 23.3615 | 224.7897 | 0
|  |  | 23.6941 | 0 | -23.6941 | 0 | 0 | 23.6941 | 257.6894 | 0 | 0 | 0 | 0 | 0 | 23.6941 | 198.4628 | 0
|  |  | 24.2768 | 0 | -24.2768 | 0 | 0 | 24.2768 | 230.7151 | 0 | 0 | 0 | 0 | 0 | 24.2768 | 171.4886 | 0
|  |  | 24.5562 | 0 | -24.5562 | 0 | 0 | 24.5562 | 203.4305 | 0 | 0 | 0 | 0 | 0 | 24.5562 | 144.204 | 0
|  |  | 24.0861 | 0 | -24.0861 | 0 | 0 | 24.0861 | 176.6682 | 0 | 0 | 0 | 0 | 0 | 24.0861 | 117.4416 | 0
|  |  | 22.6294 | 0 | -22.6294 | 0 | 0 | 22.6294 | 151.5244 | 0 | 0 | 0 | 0 | 0 | 22.6294 | 92.2979 | 0
|  |  | 20.8758 | 0 | -20.8758 | 0 | 0 | 20.8758 | 128.3291 | 0 | 0 | 0 | 0 | 0 | 20.8758 | 69.1026 | 0
|  |  | 18.9345 | 0 | -18.9345 | 0 | 0 | 18.9345 | 107.2908 | 0 | 0 | 0 | 0 | 0 | 18.9345 | 48.0642 | 0
|  |  | 15.4144 | 0 | -15.4144 | 0 | 0 | 15.4144 | 90.1636 | 0 | 0 | 0 | 0 | 0 | 15.4144 | 30.9371 | 0
|  |  | 11.7376 | 0 | -11.7376 | 0 | 0 | 11.7376 | 77.1218 | 0 | 0 | 0 | 0 | 0 | 11.7376 | 17.8953 | 0
|  |  | 16.1057 | 0 | -16.1057 | 0 | 0 | 16.1057 | 59.2265 | 0 | 0 | 0 | 0 | 0 | 16.1057 | 0 | 0
|  |  | 19.9504 | 202.1794 | 182.229 | 63.5602 | 182.229 | 0 | 223.2327 | 19.9504 | 0 | 43.6099 | 19.9504 | 0 | 0 | 0 | 19.9504
|  |  | 26.3005 | 444.5704 | 418.2699 | 139.762 | 177.0962 | 0 | 382.6192 | 267.4742 | 241.1737 | 113.4615 | 26.3005 | 0 | 0 | 0 | 267.4742
|  |  | 31.0713 | 646.9902 | 615.9189 | 203.3978 | 0 | 0 | 382.6192 | 646.9902 | 615.9189 | 172.3265 | 31.0713 | 0 | 0 | 0 | 646.9902
|  |  | 33.2435 | 803.8314 | 770.5879 | 252.7048 | 0 | 0 | 382.6192 | 803.8314 | 770.5879 | 219.4613 | 33.2435 | 0 | 0 | 0 | 803.8314
|  |  | 33.9264 | 908.5257 | 874.5993 | 285.6182 | 0 | 0 | 382.6192 | 908.5257 | 874.5993 | 251.6917 | 33.9264 | 0 | 0 | 0 | 908.5257
|  |  | 35.3688 | 953.5435 | 918.1747 | 299.7706 | 0 | 0 | 382.6192 | 953.5435 | 918.1747 | 264.4019 | 35.3688 | 0 | 0 | 0 | 953.5435
|  |  | 34.1685 | 935.0398 | 900.8712 | 293.9535 | 0 | 0 | 382.6192 | 935.0398 | 900.8712 | 259.785 | 34.1685 | 0 | 0 | 0 | 935.0398
|  |  | 35.1159 | 859.9033 | 824.7874 | 270.3325 | 0 | 0 | 382.6192 | 859.9033 | 824.7874 | 210.629 | 35.1159 | 24.5876 | 0 | 22.1288 | 859.9033
|  |  | 40.4938 | 725.3307 | 684.8368 | 228.0261 | 0 | 0 | 382.6192 | 725.3307 | 684.8368 | 0 | 40.4938 | 187.5323 | 0 | 190.9079 | 725.3307
|  |  | 46.2897 | 540.6938 | 494.4041 | 169.9808 | 0 | 0 | 382.6192 | 540.6938 | 494.4041 | 0 | 46.2897 | 123.6912 | 0 | 302.2299 | 540.6938
|  |  | 46.7678 | 315.2044 | 268.4367 | 99.0925 | 0 | 0 | 382.6192 | 315.2044 | 268.4367 | 0 | 46.7678 | 52.3248 | 0 | 349.3222 | 315.2044
|  |  | 41.1187 | 5.9276 | -35.1911 | 1.8635 | 0 | 35.1911 | 343.518 | 5.9276 | 0 | 0 | 1.8635 | 0 | 39.2552 | 305.7053 | 5.9276
|  |  | 30.6708 | 0 | -30.6708 | 0 | 0 | 30.6708 | 309.4394 | 0 | 0 | 0 | 0 | 0 | 30.6708 | 271.6267 | 0
|  |  | 23.3615 | 0 | -23.3615 | 0 | 0 | 23.3615 | 283.4822 | 0 | 0 | 0 | 0 | 0 | 23.3615 | 245.6695 | 0
|  |  | 23.6941 | 0 | -23.6941 | 0 | 0 | 23.6941 | 257.1554 | 0 | 0 | 0 | 0 | 0 | 23.6941 | 219.3427 | 0
|  |  | 24.2768 | 0 | -24.2768 | 0 | 0 | 24.2768 | 230.1811 | 0 | 0 | 0 | 0 | 0 | 24.2768 | 192.3684 | 0
|  |  | 24.5562 | 0 | -24.5562 | 0 | 0 | 24.5562 | 202.8965 | 0 | 0 | 0 | 0 | 0 | 24.5562 | 165.0838 | 0
|  |  | 30.2465 | 0 | -30.2465 | 0 | 0 | 30.2465 | 169.2893 | 0 | 0 | 0 | 0 | 0 | 30.2465 | 131.4766 | 0
|  |  | 28.1491 | 0 | -28.1491 | 0 | 0 | 28.1491 | 138.0125 | 0 | 0 | 0 | 0 | 0 | 28.1491 | 100.1998 | 0
|  |  | 25.2107 | 0 | -25.2107 | 0 | 0 | 25.2107 | 110.0006 | 0 | 0 | 0 | 0 | 0 | 25.2107 | 72.1879 | 0
|  |  | 21.4417 | 0 | -21.4417 | 0 | 0 | 21.4417 | 86.1766 | 0 | 0 | 0 | 0 | 0 | 21.4417 | 48.3639 | 0
|  |  | 17.5188 | 0 | -17.5188 | 0 | 0 | 17.5188 | 66.7112 | 0 | 0 | 0 | 0 | 0 | 17.5188 | 28.8985 | 0
|  |  | 14.3414 | 0 | -14.3414 | 0 | 0 | 14.3414 | 50.7763 | 0 | 0 | 0 | 0 | 0 | 14.3414 | 12.9636 | 0
|  |  | 11.6673 | 0 | -11.6673 | 0 | 0 | 11.6673 | 37.8127 | 0 | 0 | 0 | 0 | 0 | 11.6673 | -2.7655e-15 | 0
|  |  | 9.167 | 200.0166 | 190.8497 | 62.8803 | 190.8497 | 0 | 209.5774 | 9.167 | 0 | 53.7134 | 9.167 | 3.0728e-15 | 0 | 0 | 9.167
|  |  | 7.1962 | 441.126 | 433.9298 | 138.6792 | 192.2687 | 0 | 382.6192 | 248.8573 | 241.6611 | 131.483 | 7.1962 | 0 | 0 | 0 | 248.8573
|  |  | 6.03 | 642.5044 | 636.4744 | 201.9876 | 0 | 0 | 382.6192 | 642.5044 | 636.4744 | 195.9576 | 6.03 | 0 | 0 | 0 | 642.5044
|  |  | 6.0645 | 800.4671 | 794.4026 | 251.6472 | 0 | 0 | 382.6192 | 800.4671 | 794.4026 | 245.5827 | 6.0645 | 0 | 0 | 0 | 800.4671
|  |  | 6.9622 | 902.6782 | 895.716 | 283.7799 | 0 | 0 | 382.6192 | 902.6782 | 895.716 | 276.8177 | 6.9622 | 0 | 0 | 0 | 902.6782
|  |  | 9.2104 | 944.0113 | 934.8008 | 296.7739 | 0 | 0 | 382.6192 | 944.0113 | 934.8008 | 287.5635 | 9.2104 | 0 | 0 | 0 | 944.0113
|  |  | 12.2202 | 922.7039 | 910.4837 | 290.0754 | 0 | 0 | 382.6192 | 922.7039 | 910.4837 | 277.8552 | 12.2202 | 0 | 0 | 0 | 922.7039
|  |  | 15.3949 | 839.1567 | 823.7618 | 263.8103 | 0 | 0 | 382.6192 | 839.1567 | 823.7618 | 229.8881 | 15.3949 | 18.5273 | 0 | 16.6745 | 839.1567
|  |  | 18.6761 | 699.4575 | 680.7814 | 219.8922 | 0 | 0 | 382.6192 | 699.4575 | 680.7814 | 0 | 18.6761 | 201.2162 | 0 | 197.7691 | 699.4575
|  |  | 22.1391 | 512.1772 | 490.0381 | 161.0159 | 0 | 0 | 382.6192 | 512.1772 | 490.0381 | 0 | 22.1391 | 138.8768 | 0 | 322.7582 | 512.1772
|  |  | 26.0591 | 288.4501 | 262.391 | 90.6816 | 0 | 0 | 382.6192 | 288.4501 | 262.391 | 0 | 26.0591 | 64.6225 | 0 | 380.9184 | 288.4501
|  |  | 29.8278 | 4.1653 | -25.6625 | 1.3095 | 0 | 25.6625 | 354.1054 | 4.1653 | 0 | 0 | 1.3095 | 0 | 28.5183 | 349.2314 | 4.1653
|  |  | 32.3465 | 0 | -32.3465 | 0 | 0 | 32.3465 | 318.1648 | 0 | 0 | 0 | 0 | 0 | 32.3465 | 313.2909 | 0
|  |  | 33.6507 | 0 | -33.6507 | 0 | 0 | 33.6507 | 280.7752 | 0 | 0 | 0 | 0 | 0 | 33.6507 | 275.9012 | 0
|  |  | 34.0882 | 0 | -34.0882 | 0 | 0 | 34.0882 | 242.8994 | 0 | 0 | 0 | 0 | 0 | 34.0882 | 238.0254 | 0
|  |  | 33.501 | 0 | -33.501 | 0 | 0 | 33.501 | 205.6761 | 0 | 0 | 0 | 0 | 0 | 33.501 | 200.8021 | 0
|  |  | 32.1465 | 0 | -32.1465 | 0 | 0 | 32.1465 | 169.9578 | 0 | 0 | 0 | 0 | 0 | 32.1465 | 165.0838 | 0
|  |  | 30.2465 | 0 | -30.2465 | 0 | 0 | 30.2465 | 136.3506 | 0 | 0 | 0 | 0 | 0 | 30.2465 | 131.4766 | 0
|  |  | 28.1491 | 0 | -28.1491 | 0 | 0 | 28.1491 | 105.0738 | 0 | 0 | 0 | 0 | 0 | 28.1491 | 100.1998 | 0
|  |  | 25.2107 | 0 | -25.2107 | 0 | 0 | 25.2107 | 77.0619 | 0 | 0 | 0 | 0 | 0 | 25.2107 | 72.1879 | 0
|  |  | 21.4417 | 0 | -21.4417 | 0 | 0 | 21.4417 | 53.2378 | 0 | 0 | 0 | 0 | 0 | 21.4417 | 48.3639 | 0
|  |  | 17.5188 | 0 | -17.5188 | 0 | 0 | 17.5188 | 33.7725 | 0 | 0 | 0 | 0 | 0 | 17.5188 | 28.8985 | 0
|  |  | 14.3414 | 0 | -14.3414 | 0 | 0 | 14.3414 | 17.8376 | 0 | 0 | 0 | 0 | 0 | 14.3414 | 12.9636 | 0
|  |  | 11.6673 | 0 | -11.6673 | 0 | 0 | 11.6673 | 4.874 | 0 | 0 | 0 | 0 | 0 | 11.6673 | 0 | 0
|  |  | 9.167 | 169.097 | 159.93 | 53.1599 | 159.93 | 0 | 148.811 | 9.167 | 0 | 43.993 | 9.167 | 0 | 0 | 0 | 9.167
|  |  | 7.1962 | 371.5968 | 364.4006 | 116.8209 | 259.7869 | 0 | 382.6192 | 111.8099 | 104.6136 | 109.6247 | 7.1962 | 0 | 0 | 0 | 111.8099
|  |  | 6.03 | 549.3449 | 543.3149 | 172.7005 | 0 | 0 | 382.6192 | 549.3449 | 543.3149 | 166.6705 | 6.03 | 0 | 0 | 0 | 549.3449
|  |  | 6.0645 | 683.0364 | 676.9719 | 214.7299 | 0 | 0 | 382.6192 | 683.0364 | 676.9719 | 208.6654 | 6.0645 | 0 | 0 | 0 | 683.0364
|  |  | 6.9622 | 770.5086 | 763.5464 | 242.229 | 0 | 0 | 382.6192 | 770.5086 | 763.5464 | 235.2668 | 6.9622 | 0 | 0 | 0 | 770.5086
|  |  | 9.2104 | 805.5136 | 796.3031 | 253.2337 | 0 | 0 | 382.6192 | 805.5136 | 796.3031 | 244.0232 | 9.2104 | 0 | 0 | 0 | 805.5136
|  |  | 12.2202 | 795.5007 | 783.2805 | 250.0859 | 0 | 0 | 382.6192 | 795.5007 | 783.2805 | 237.8656 | 12.2202 | 0 | 0 | 0 | 795.5007
|  |  | 15.3949 | 728.5348 | 713.1399 | 229.0334 | 0 | 0 | 382.6192 | 728.5348 | 713.1399 | 171.212 | 15.3949 | 42.4265 | 0 | 38.1839 | 728.5348
|  |  | 18.6761 | 616.0705 | 597.3944 | 193.6774 | 0 | 0 | 382.6192 | 616.0705 | 597.3944 | 0 | 18.6761 | 175.0013 | 0 | 195.6851 | 616.0705
|  |  | 22.1391 | 460.5109 | 438.3718 | 144.7733 | 0 | 0 | 382.6192 | 460.5109 | 438.3718 | 0 | 22.1391 | 122.6342 | 0 | 306.0558 | 460.5109
|  |  | 26.0591 | 270.0265 | 243.9673 | 84.8897 | 0 | 0 | 382.6192 | 270.0265 | 243.9673 | 0 | 26.0591 | 58.8306 | 0 | 359.0033 | 270.0265
|  |  | 29.8278 | 7.1291 | -22.6987 | 2.2412 | 0 | 22.6987 | 357.3985 | 7.1291 | 0 | 0 | 2.2412 | 0 | 27.5866 | 328.3516 | 7.1291
|  |  | 32.3465 | 0 | -32.3465 | 0 | 0 | 32.3465 | 321.458 | 0 | 0 | 0 | 0 | 0 | 32.3465 | 292.411 | 0
|  |  | 33.6507 | 0 | -33.6507 | 0 | 0 | 33.6507 | 284.0683 | 0 | 0 | 0 | 0 | 0 | 33.6507 | 255.0214 | 0
|  |  | 34.0882 | 0 | -34.0882 | 0 | 0 | 34.0882 | 246.1925 | 0 | 0 | 0 | 0 | 0 | 34.0882 | 217.1456 | 0
|  |  | 33.501 | 0 | -33.501 | 0 | 0 | 33.501 | 208.9692 | 0 | 0 | 0 | 0 | 0 | 33.501 | 179.9223 | 0
|  |  | 32.1465 | 0 | -32.1465 | 0 | 0 | 32.1465 | 173.2509 | 0 | 0 | 0 | 0 | 0 | 32.1465 | 144.204 | 0
|  |  | 24.0861 | 0 | -24.0861 | 0 | 0 | 24.0861 | 146.4886 | 0 | 0 | 0 | 0 | 0 | 24.0861 | 117.4416 | 0
|  |  | 22.6294 | 0 | -22.6294 | 0 | 0 | 22.6294 | 121.3448 | 0 | 0 | 0 | 0 | 0 | 22.6294 | 92.2979 | 0
|  |  | 20.8758 | 0 | -20.8758 | 0 | 0 | 20.8758 | 98.1495 | 0 | 0 | 0 | 0 | 0 | 20.8758 | 69.1026 | 0
|  |  | 18.9345 | 0 | -18.9345 | 0 | 0 | 18.9345 | 77.1112 | 0 | 0 | 0 | 0 | 0 | 18.9345 | 48.0642 | 0
|  |  | 15.4144 | 0 | -15.4144 | 0 | 0 | 15.4144 | 59.984 | 0 | 0 | 0 | 0 | 0 | 15.4144 | 30.9371 | 0
|  |  | 11.7376 | 0 | -11.7376 | 0 | 0 | 11.7376 | 46.9422 | 0 | 0 | 0 | 0 | 0 | 11.7376 | 17.8953 | 0
|  |  | 16.1057 | 0 | -16.1057 | 0 | 0 | 16.1057 | 29.0469 | 0 | 0 | 0 | 0 | 0 | 16.1057 | 0 | 0
|  |  | 19.9504 | 64.4026 | 44.4523 | 20.2466 | 44.4523 | 0 | 69.054 | 19.9504 | 0 | 0.29623 | 19.9504 | 0 | 0 | 0 | 19.9504
|  |  | 26.3005 | 91.0769 | 64.7763 | 28.6323 | 64.7763 | 0 | 127.3527 | 26.3005 | 0 | 2.3318 | 26.3005 | 0 | 0 | 0 | 26.3005
|  |  | 31.0713 | 329.6229 | 298.5517 | 103.6254 | 283.6295 | 0 | 382.6192 | 45.9934 | 14.9221 | 72.5541 | 31.0713 | 0 | 0 | 0 | 45.9934
|  |  | 33.2435 | 446.8133 | 413.5698 | 140.4671 | 0 | 0 | 382.6192 | 446.8133 | 413.5698 | 107.2236 | 33.2435 | 0 | 0 | 0 | 446.8133
|  |  | 33.9264 | 604.6158 | 570.6894 | 190.0763 | 0 | 0 | 382.6192 | 604.6158 | 570.6894 | 156.1499 | 33.9264 | 0 | 0 | 0 | 604.6158
|  |  | 35.3688 | 734.3823 | 699.0135 | 230.8717 | 0 | 0 | 382.6192 | 734.3823 | 699.0135 | 195.503 | 35.3688 | 0 | 0 | 0 | 734.3823
|  |  | 34.1685 | 511.8568 | 477.6882 | 160.9152 | 0 | 0 | 382.6192 | 511.8568 | 477.6882 | 22.854 | 34.1685 | 103.8926 | 0 | 93.5034 | 511.8568
|  |  | 35.1159 | 480.4565 | 445.3406 | 151.0437 | 0 | 0 | 382.6192 | 480.4565 | 445.3406 | 0 | 35.1159 | 115.9278 | 0 | 197.8384 | 480.4565
|  |  | 40.4938 | 459.069 | 418.5752 | 144.32 | 0 | 0 | 382.6192 | 459.069 | 418.5752 | 0 | 40.4938 | 103.8262 | 0 | 291.282 | 459.069
|  |  | 46.2897 | 334.6694 | 288.3797 | 105.2118 | 0 | 0 | 382.6192 | 334.6694 | 288.3797 | 0 | 46.2897 | 58.9222 | 0 | 344.3119 | 334.6694
|  |  | 46.7678 | 102.852 | 56.0842 | 32.3341 | 0 | 0 | 382.6192 | 102.852 | 56.0842 | 0 | 32.3341 | 0 | 14.4336 | 328.2745 | 102.852
|  |  | 41.1187 | 6.4082 | -34.7105 | 2.0146 | 0 | 34.7105 | 344.0521 | 6.4082 | 0 | 0 | 2.0146 | 0 | 39.1041 | 284.8255 | 6.4082
|  |  | 30.6708 | 0 | -30.6708 | 0 | 0 | 30.6708 | 309.9735 | 0 | 0 | 0 | 0 | 0 | 30.6708 | 250.7469 | 0
|  |  | 23.3615 | 0 | -23.3615 | 0 | 0 | 23.3615 | 284.0162 | 0 | 0 | 0 | 0 | 0 | 23.3615 | 224.7897 | 0
|  |  | 23.6941 | 0 | -23.6941 | 0 | 0 | 23.6941 | 257.6894 | 0 | 0 | 0 | 0 | 0 | 23.6941 | 198.4628 | 0
|  |  | 24.2768 | 0 | -24.2768 | 0 | 0 | 24.2768 | 230.7151 | 0 | 0 | 0 | 0 | 0 | 24.2768 | 171.4886 | 0
|  |  | 24.5562 | 0 | -24.5562 | 0 | 0 | 24.5562 | 203.4305 | 0 | 0 | 0 | 0 | 0 | 24.5562 | 144.204 | 0
|  |  | 24.0861 | 0 | -24.0861 | 0 | 0 | 24.0861 | 176.6682 | 0 | 0 | 0 | 0 | 0 | 24.0861 | 117.4416 | 0
|  |  | 22.6294 | 0 | -22.6294 | 0 | 0 | 22.6294 | 151.5244 | 0 | 0 | 0 | 0 | 0 | 22.6294 | 92.2979 | 0
|  |  | 20.8758 | 0 | -20.8758 | 0 | 0 | 20.8758 | 128.3291 | 0 | 0 | 0 | 0 | 0 | 20.8758 | 69.1026 | 0
|  |  | 18.9345 | 0 | -18.9345 | 0 | 0 | 18.9345 | 107.2908 | 0 | 0 | 0 | 0 | 0 | 18.9345 | 48.0642 | 0
|  |  | 15.4144 | 0 | -15.4144 | 0 | 0 | 15.4144 | 90.1636 | 0 | 0 | 0 | 0 | 0 | 15.4144 | 30.9371 | 0
|  |  | 11.7376 | 0 | -11.7376 | 0 | 0 | 11.7376 | 77.1218 | 0 | 0 | 0 | 0 | 0 | 11.7376 | 17.8953 | 0
|  |  | 16.1057 | 0 | -16.1057 | 0 | 0 | 16.1057 | 59.2265 | 0 | 0 | 0 | 0 | 0 | 16.1057 | 0 | 0
|  |  | 19.9504 | 125.7614 | 105.811 | 39.5363 | 105.811 | 0 | 154.4564 | 19.9504 | 0 | 19.5859 | 19.9504 | 0 | 0 | 0 | 19.9504
|  |  | 26.3005 | 334.9898 | 308.6893 | 105.3126 | 253.5142 | 0 | 382.6192 | 81.4756 | 55.1751 | 79.012 | 26.3005 | 0 | 0 | 0 | 81.4756
|  |  | 31.0713 | 507.0506 | 475.9793 | 159.4042 | 0 | 0 | 382.6192 | 507.0506 | 475.9793 | 128.333 | 31.0713 | 0 | 0 | 0 | 507.0506
|  |  | 33.2435 | 540.2933 | 507.0497 | 169.8549 | 0 | 0 | 382.6192 | 540.2933 | 507.0497 | 136.6114 | 33.2435 | 0 | 0 | 0 | 540.2933
|  |  | 33.9264 | 578.8227 | 544.8963 | 181.9676 | 0 | 0 | 382.6192 | 578.8227 | 544.8963 | 148.0412 | 33.9264 | 0 | 0 | 0 | 578.8227
|  |  | 35.3688 | 708.1086 | 672.7398 | 222.6119 | 0 | 0 | 382.6192 | 708.1086 | 672.7398 | 183.1387 | 35.3688 | 4.1044 | 0 | 3.694 | 708.1086
|  |  | 34.1685 | 609.8225 | 575.6539 | 191.7132 | 0 | 0 | 382.6192 | 609.8225 | 575.6539 | 0 | 34.1685 | 157.5447 | 0 | 145.4842 | 609.8225
|  |  | 35.1159 | 533.084 | 497.9681 | 167.5885 | 0 | 0 | 382.6192 | 533.084 | 497.9681 | 0 | 35.1159 | 132.4726 | 0 | 264.7095 | 533.084
|  |  | 40.4938 | 403.6379 | 363.1441 | 126.8938 | 0 | 0 | 382.6192 | 403.6379 | 363.1441 | 0 | 40.4938 | 86.4 | 0 | 342.4695 | 403.6379
|  |  | 46.2897 | 253.2049 | 206.9152 | 79.6014 | 0 | 0 | 382.6192 | 253.2049 | 206.9152 | 0 | 46.2897 | 33.3117 | 0 | 372.4501 | 253.2049
|  |  | 46.7678 | 124.3195 | 77.5517 | 39.083 | 0 | 0 | 382.6192 | 124.3195 | 77.5517 | 0 | 39.083 | 0 | 7.6848 | 363.9115 | 124.3195
|  |  | 41.1187 | 2.8036 | -38.3151 | 0.88138 | 0 | 38.3151 | 340.0469 | 2.8036 | 0 | 0 | 0.88138 | 0 | 40.2373 | 319.2033 | 2.8036
|  |  | 30.6708 | 0 | -30.6708 | 0 | 0 | 30.6708 | 305.9683 | 0 | 0 | 0 | 0 | 0 | 30.6708 | 285.1247 | 0
|  |  | 23.3615 | 0 | -23.3615 | 0 | 0 | 23.3615 | 280.0111 | 0 | 0 | 0 | 0 | 0 | 23.3615 | 259.1675 | 0
|  |  | 23.6941 | 0 | -23.6941 | 0 | 0 | 23.6941 | 253.6842 | 0 | 0 | 0 | 0 | 0 | 23.6941 | 232.8407 | 0
|  |  | 24.2768 | 0 | -24.2768 | 0 | 0 | 24.2768 | 226.71 | 0 | 0 | 0 | 0 | 0 | 24.2768 | 205.8664 | 0
|  |  | 24.5562 | 0 | -24.5562 | 0 | 0 | 24.5562 | 199.4254 | 0 | 0 | 0 | 0 | 0 | 24.5562 | 178.5818 | 0
|  |  | 24.0861 | 0 | -24.0861 | 0 | 0 | 24.0861 | 172.663 | 0 | 0 | 0 | 0 | 0 | 24.0861 | 151.8195 | 0
|  |  | 22.6294 | 0 | -22.6294 | 0 | 0 | 22.6294 | 147.5193 | 0 | 0 | 0 | 0 | 0 | 22.6294 | 126.6757 | 0
|  |  | 20.8758 | 0 | -20.8758 | 0 | 0 | 20.8758 | 124.324 | 0 | 0 | 0 | 0 | 0 | 20.8758 | 103.4804 | 0
|  |  | 18.9345 | 0 | -18.9345 | 0 | 0 | 18.9345 | 103.2856 | 0 | 0 | 0 | 0 | 0 | 18.9345 | 82.442 | 0
|  |  | 15.4144 | 0 | -15.4144 | 0 | 0 | 15.4144 | 86.1585 | 0 | 0 | 0 | 0 | 0 | 15.4144 | 65.3149 | 0
|  |  | 11.7376 | 0 | -11.7376 | 0 | 0 | 11.7376 | 73.1167 | 0 | 0 | 0 | 0 | 0 | 11.7376 | 52.2731 | 0
|  |  | 16.1057 | 0 | -16.1057 | 0 | 0 | 16.1057 | 55.2214 | 0 | 0 | 0 | 0 | 0 | 16.1057 | 34.3778 | 0
|  |  | 19.9504 | 23.39 | 3.4396 | 7.3532 | 3.4396 | 0 | 58.3171 | 19.9504 | 0 | 0 | 7.3532 | 0 | 12.5971 | 20.381 | 19.9504
|  |  | 26.3005 | 25.3125 | -0.98804 | 7.9576 | 0 | 0.98804 | 57.2192 | 25.3125 | 0 | 0 | 7.9576 | 0 | 18.3429 | 0 | 25.3125
|  |  | 31.0713 | 143.7845 | 112.7132 | 45.2023 | 112.7132 | 0 | 158.6611 | 31.0713 | 0 | 14.131 | 31.0713 | 0 | 0 | 0 | 31.0713
|  |  | 33.2435 | 177.4277 | 144.1841 | 55.7789 | 144.1841 | 0 | 288.4268 | 33.2435 | 0 | 22.5354 | 33.2435 | 0 | 0 | 0 | 33.2435
|  |  | 33.9264 | 416.1339 | 382.2075 | 130.8223 | 104.6582 | 0 | 382.6192 | 311.4757 | 277.5493 | 96.8959 | 33.9264 | 0 | 0 | 0 | 311.4757
|  |  | 35.3688 | 494.1541 | 458.7853 | 155.3499 | 0 | 0 | 382.6192 | 494.1541 | 458.7853 | 119.9811 | 35.3688 | 0 | 0 | 0 | 494.1541
|  |  | 34.1685 | 478.0534 | 443.8849 | 150.2882 | 0 | 0 | 382.6192 | 478.0534 | 443.8849 | 116.1197 | 34.1685 | 0 | 0 | 0 | 478.0534
|  |  | 35.1159 | 772.6714 | 737.5555 | 242.9089 | 0 | 0 | 382.6192 | 772.6714 | 737.5555 | 198.6425 | 35.1159 | 9.1505 | 0 | 8.2354 | 772.6714
|  |  | 40.4938 | 682.1553 | 641.6614 | 214.4529 | 0 | 0 | 382.6192 | 682.1553 | 641.6614 | 0 | 40.4938 | 173.959 | 0 | 164.7985 | 682.1553
|  |  | 46.2897 | 553.2699 | 506.9802 | 173.9345 | 0 | 0 | 382.6192 | 553.2699 | 506.9802 | 0 | 46.2897 | 127.6448 | 0 | 279.6789 | 553.2699
|  |  | 46.7678 | 301.8273 | 255.0595 | 94.8871 | 0 | 0 | 382.6192 | 301.8273 | 255.0595 | 0 | 46.7678 | 48.1193 | 0 | 322.9862 | 301.8273
|  |  | 41.1187 | 21.4675 | -19.6511 | 6.7489 | 0 | 19.6511 | 360.7846 | 21.4675 | 0 | 0 | 6.7489 | 0 | 34.3698 | 284.7975 | 21.4675
|  |  | 30.6708 | 0 | -30.6708 | 0 | 0 | 30.6708 | 326.706 | 0 | 0 | 0 | 0 | 0 | 30.6708 | 250.7189 | 0
|  |  | 23.3615 | 0 | -23.3615 | 0 | 0 | 23.3615 | 300.7488 | 0 | 0 | 0 | 0 | 0 | 23.3615 | 224.7617 | 0
|  |  | 23.6941 | 0 | -23.6941 | 0 | 0 | 23.6941 | 274.422 | 0 | 0 | 0 | 0 | 0 | 23.6941 | 198.4349 | 0
|  |  | 24.2768 | 0 | -24.2768 | 0 | 0 | 24.2768 | 247.4477 | 0 | 0 | 0 | 0 | 0 | 24.2768 | 171.4606 | 0
|  |  | 24.5562 | 0 | -24.5562 | 0 | 0 | 24.5562 | 220.1631 | 0 | 0 | 0 | 0 | 0 | 24.5562 | 144.176 | 0
|  |  | 24.0861 | 0 | -24.0861 | 0 | 0 | 24.0861 | 193.4008 | 0 | 0 | 0 | 0 | 0 | 24.0861 | 117.4137 | 0
|  |  | 22.6294 | 0 | -22.6294 | 0 | 0 | 22.6294 | 168.257 | 0 | 0 | 0 | 0 | 0 | 22.6294 | 92.2699 | 0
|  |  | 20.8758 | 0 | -20.8758 | 0 | 0 | 20.8758 | 145.0617 | 0 | 0 | 0 | 0 | 0 | 20.8758 | 69.0746 | 0
|  |  | 18.9345 | 0 | -18.9345 | 0 | 0 | 18.9345 | 124.0233 | 0 | 0 | 0 | 0 | 0 | 18.9345 | 48.0362 | 0
|  |  | 15.4144 | 0 | -15.4144 | 0 | 0 | 15.4144 | 106.8962 | 0 | 0 | 0 | 0 | 0 | 15.4144 | 30.9091 | 0
|  |  | 11.7376 | 0 | -11.7376 | 0 | 0 | 11.7376 | 93.8544 | 0 | 0 | 0 | 0 | 0 | 11.7376 | 17.8673 | 0
|  |  | 16.1057 | 0.080103 | -16.0256 | 0.025182 | 0 | 16.0256 | 76.0481 | 0.080103 | 0 | 0 | 0.025182 | 0 | 16.0806 | 0 | 0.080103
|  |  | 19.9504 | 128.565 | 108.6146 | 40.4177 | 108.6146 | 0 | 173.8012 | 19.9504 | 0 | 20.4673 | 19.9504 | 0 | 0 | 0 | 19.9504
|  |  | 26.3005 | 315.4447 | 289.1442 | 99.1681 | 232.02 | 0 | 382.6192 | 83.4248 | 57.1242 | 72.8676 | 26.3005 | 0 | 0 | 0 | 83.4248
|  |  | 31.0713 | 484.0611 | 452.9898 | 152.1769 | 0 | 0 | 382.6192 | 484.0611 | 452.9898 | 121.1056 | 31.0713 | 0 | 0 | 0 | 484.0611
|  |  | 33.2435 | 620.6363 | 587.3928 | 195.1128 | 0 | 0 | 382.6192 | 620.6363 | 587.3928 | 161.8693 | 33.2435 | 0 | 0 | 0 | 620.6363
|  |  | 33.9264 | 688.8038 | 654.8774 | 216.543 | 0 | 0 | 382.6192 | 688.8038 | 654.8774 | 182.6166 | 33.9264 | 0 | 0 | 0 | 688.8038
|  |  | 35.3688 | 711.7132 | 676.3444 | 223.7451 | 0 | 0 | 382.6192 | 711.7132 | 676.3444 | 188.3764 | 35.3688 | 0 | 0 | 0 | 711.7132
|  |  | 34.1685 | 694.3309 | 660.1624 | 218.2806 | 0 | 0 | 382.6192 | 694.3309 | 660.1624 | 184.112 | 34.1685 | 0 | 0 | 0 | 694.3309
|  |  | 35.1159 | 641.7835 | 606.6676 | 201.761 | 0 | 0 | 382.6192 | 641.7835 | 606.6676 | 49.397 | 35.1159 | 117.248 | 0 | 105.5232 | 641.7835
|  |  | 40.4938 | 539.0917 | 498.5979 | 169.4772 | 0 | 0 | 382.6192 | 539.0917 | 498.5979 | 0 | 40.4938 | 128.9834 | 0 | 221.6082 | 539.0917
|  |  | 46.2897 | 426.3871 | 380.0974 | 134.0456 | 0 | 0 | 382.6192 | 426.3871 | 380.0974 | 0 | 46.2897 | 87.756 | 0 | 300.5886 | 426.3871
|  |  | 46.7678 | 243.3522 | 196.5845 | 76.504 | 0 | 0 | 382.6192 | 243.3522 | 196.5845 | 0 | 46.7678 | 29.7362 | 0 | 327.3512 | 243.3522
|  |  | 41.1187 | 8.8113 | -32.3074 | 2.7701 | 0 | 32.3074 | 346.7222 | 8.8113 | 0 | 0 | 2.7701 | 0 | 38.3486 | 284.7416 | 8.8113
|  |  | 30.6708 | 0 | -30.6708 | 0 | 0 | 30.6708 | 312.6435 | 0 | 0 | 0 | 0 | 0 | 30.6708 | 250.663 | 0
|  |  | 23.3615 | 0 | -23.3615 | 0 | 0 | 23.3615 | 286.6863 | 0 | 0 | 0 | 0 | 0 | 23.3615 | 224.7057 | 0
|  |  | 23.6941 | 0 | -23.6941 | 0 | 0 | 23.6941 | 260.3595 | 0 | 0 | 0 | 0 | 0 | 23.6941 | 198.3789 | 0
|  |  | 24.2768 | 0 | -24.2768 | 0 | 0 | 24.2768 | 233.3852 | 0 | 0 | 0 | 0 | 0 | 24.2768 | 171.4046 | 0
|  |  | 24.5562 | 0 | -24.5562 | 0 | 0 | 24.5562 | 206.1006 | 0 | 0 | 0 | 0 | 0 | 24.5562 | 144.12 | 0
|  |  | 24.0861 | 0 | -24.0861 | 0 | 0 | 24.0861 | 179.3383 | 0 | 0 | 0 | 0 | 0 | 24.0861 | 117.3577 | 0
|  |  | 22.6294 | 0 | -22.6294 | 0 | 0 | 22.6294 | 154.1945 | 0 | 0 | 0 | 0 | 0 | 22.6294 | 92.2139 | 0
|  |  | 20.8758 | 0 | -20.8758 | 0 | 0 | 20.8758 | 130.9992 | 0 | 0 | 0 | 0 | 0 | 20.8758 | 69.0186 | 0
|  |  | 18.9345 | 0 | -18.9345 | 0 | 0 | 18.9345 | 109.9609 | 0 | 0 | 0 | 0 | 0 | 18.9345 | 47.9803 | 0
|  |  | 15.4144 | 0 | -15.4144 | 0 | 0 | 15.4144 | 92.8337 | 0 | 0 | 0 | 0 | 0 | 15.4144 | 30.8531 | 0
|  |  | 11.7376 | 0 | -11.7376 | 0 | 0 | 11.7376 | 79.7919 | 0 | 0 | 0 | 0 | 0 | 11.7376 | 17.8113 | 0
|  |  | 16.1057 | 0.24031 | -15.8654 | 0.075547 | 0 | 15.8654 | 62.1636 | 0.24031 | 0 | 0 | 0.075547 | 0 | 16.0302 | 0 | 0.24031
|  |  | 19.9504 | 196.6523 | 176.702 | 61.8227 | 176.702 | 0 | 221.1954 | 19.9504 | 0 | 41.8723 | 19.9504 | 0 | 0 | 0 | 19.9504
|  |  | 26.3005 | 414.2916 | 387.9911 | 130.2431 | 179.3598 | 0 | 382.6192 | 234.9317 | 208.6312 | 103.9426 | 26.3005 | 0 | 0 | 0 | 234.9317
|  |  | 31.0713 | 473.888 | 442.8168 | 148.9788 | 0 | 0 | 382.6192 | 473.888 | 442.8168 | 117.9075 | 31.0713 | 0 | 0 | 0 | 473.888
|  |  | 33.2435 | 389.9403 | 356.6968 | 122.5877 | 0 | 0 | 382.6192 | 389.9403 | 356.6968 | 89.3441 | 33.2435 | 0 | 0 | 0 | 389.9403
|  |  | 33.9264 | 355.9768 | 322.0503 | 111.9103 | 0 | 0 | 382.6192 | 355.9768 | 322.0503 | 77.9839 | 33.9264 | 0 | 0 | 0 | 355.9768
|  |  | 35.3688 | 527.0763 | 491.7075 | 165.6998 | 0 | 0 | 382.6192 | 527.0763 | 491.7075 | 130.3311 | 35.3688 | 0 | 0 | 0 | 527.0763
|  |  | 34.1685 | 538.6912 | 504.5227 | 169.3513 | 0 | 0 | 382.6192 | 538.6912 | 504.5227 | 11.0215 | 34.1685 | 124.1613 | 0 | 111.7451 | 538.6912
|  |  | 35.1159 | 416.214 | 381.0981 | 130.8475 | 0 | 0 | 382.6192 | 416.214 | 381.0981 | 0 | 35.1159 | 95.7316 | 0 | 197.9036 | 416.214
|  |  | 40.4938 | 275.6337 | 235.1398 | 86.6525 | 0 | 0 | 382.6192 | 275.6337 | 235.1398 | 0 | 40.4938 | 46.1586 | 0 | 239.4463 | 275.6337
|  |  | 46.2897 | 412.9298 | 366.6402 | 129.815 | 0 | 0 | 382.6192 | 412.9298 | 366.6402 | 0 | 46.2897 | 83.5253 | 0 | 314.6191 | 412.9298
|  |  | 46.7678 | 256.0886 | 209.3208 | 80.508 | 0 | 0 | 382.6192 | 256.0886 | 209.3208 | 0 | 46.7678 | 33.7402 | 0 | 344.9853 | 256.0886
|  |  | 41.1187 | 18.2634 | -22.8552 | 5.7416 | 0 | 22.8552 | 357.2245 | 18.2634 | 0 | 0 | 5.7416 | 0 | 35.3771 | 305.6774 | 18.2634
|  |  | 30.6708 | 0 | -30.6708 | 0 | 0 | 30.6708 | 323.1459 | 0 | 0 | 0 | 0 | 0 | 30.6708 | 271.5988 | 0
|  |  | 23.3615 | 0 | -23.3615 | 0 | 0 | 23.3615 | 297.1886 | 0 | 0 | 0 | 0 | 0 | 23.3615 | 245.6415 | 0
|  |  | 23.6941 | 0 | -23.6941 | 0 | 0 | 23.6941 | 270.8618 | 0 | 0 | 0 | 0 | 0 | 23.6941 | 219.3147 | 0
|  |  | 24.2768 | 0 | -24.2768 | 0 | 0 | 24.2768 | 243.8876 | 0 | 0 | 0 | 0 | 0 | 24.2768 | 192.3404 | 0
|  |  | 24.5562 | 0 | -24.5562 | 0 | 0 | 24.5562 | 216.6029 | 0 | 0 | 0 | 0 | 0 | 24.5562 | 165.0558 | 0
|  |  | 30.2465 | 0 | -30.2465 | 0 | 0 | 30.2465 | 182.9958 | 0 | 0 | 0 | 0 | 0 | 30.2465 | 131.4486 | 0
|  |  | 28.1491 | 0 | -28.1491 | 0 | 0 | 28.1491 | 151.719 | 0 | 0 | 0 | 0 | 0 | 28.1491 | 100.1718 | 0
|  |  | 25.2107 | 0 | -25.2107 | 0 | 0 | 25.2107 | 123.7071 | 0 | 0 | 0 | 0 | 0 | 25.2107 | 72.1599 | 0
|  |  | 21.4417 | 0 | -21.4417 | 0 | 0 | 21.4417 | 99.883 | 0 | 0 | 0 | 0 | 0 | 21.4417 | 48.3359 | 0
|  |  | 17.5188 | 0 | -17.5188 | 0 | 0 | 17.5188 | 80.4177 | 0 | 0 | 0 | 0 | 0 | 17.5188 | 28.8705 | 0
|  |  | 14.3414 | 0 | -14.3414 | 0 | 0 | 14.3414 | 64.4828 | 0 | 0 | 0 | 0 | 0 | 14.3414 | 12.9356 | 0
|  |  | 11.6673 | 0.080103 | -11.5872 | 0.025182 | 0 | 11.5872 | 51.6082 | 0.080103 | 0 | 0 | 0.025182 | 0 | 11.6421 | 0 | 0.080103
|  |  | 9.167 | 186.239 | 177.072 | 58.549 | 177.072 | 0 | 210.973 | 9.167 | 0 | 49.382 | 9.167 | 0 | 0 | 0 | 9.167
|  |  | 7.1962 | 427.9892 | 420.7929 | 134.5493 | 190.7181 | 0 | 382.6192 | 237.2711 | 230.0749 | 127.3531 | 7.1962 | 0 | 0 | 0 | 237.2711
|  |  | 6.03 | 618.0731 | 612.0431 | 194.307 | 0 | 0 | 382.6192 | 618.0731 | 612.0431 | 188.277 | 6.03 | 0 | 0 | 0 | 618.0731
|  |  | 6.0645 | 776.8368 | 770.7723 | 244.2184 | 0 | 0 | 382.6192 | 776.8368 | 770.7723 | 238.1539 | 6.0645 | 0 | 0 | 0 | 776.8368
|  |  | 6.9622 | 431.8341 | 424.8719 | 135.758 | 0 | 0 | 382.6192 | 431.8341 | 424.8719 | 128.7958 | 6.9622 | 0 | 0 | 0 | 431.8341
|  |  | 9.2104 | 480.2162 | 471.0057 | 150.9682 | 0 | 0 | 382.6192 | 480.2162 | 471.0057 | 138.7163 | 9.2104 | 3.0414 | 0 | 2.7373 | 480.2162
|  |  | 12.2202 | 465.2369 | 453.0167 | 146.2591 | 0 | 0 | 382.6192 | 465.2369 | 453.0167 | 0 | 12.2202 | 134.0388 | 0 | 123.3722 | 465.2369
|  |  | 15.3949 | 438.8831 | 423.4882 | 137.9741 | 0 | 0 | 382.6192 | 438.8831 | 423.4882 | 0 | 15.3949 | 122.5791 | 0 | 233.6935 | 438.8831
|  |  | 18.6761 | 348.0466 | 329.3705 | 109.4173 | 0 | 0 | 382.6192 | 348.0466 | 329.3705 | 0 | 18.6761 | 90.7412 | 0 | 315.3606 | 348.0466
|  |  | 22.1391 | 245.1946 | 223.0555 | 77.0832 | 0 | 0 | 382.6192 | 245.1946 | 223.0555 | 0 | 22.1391 | 54.944 | 0 | 364.8102 | 245.1946
|  |  | 26.0591 | 135.3737 | 109.3146 | 42.5582 | 0 | 0 | 382.6192 | 135.3737 | 109.3146 | 0 | 26.0591 | 16.499 | 0 | 379.6593 | 135.3737
|  |  | 29.8278 | 7.5297 | -22.2982 | 2.3671 | 0 | 22.2982 | 357.8435 | 7.5297 | 0 | 0 | 2.3671 | 0 | 27.4607 | 349.1474 | 7.5297
|  |  | 32.3465 | 0 | -32.3465 | 0 | 0 | 32.3465 | 321.903 | 0 | 0 | 0 | 0 | 0 | 32.3465 | 313.2069 | 0
|  |  | 33.6507 | 0 | -33.6507 | 0 | 0 | 33.6507 | 284.5133 | 0 | 0 | 0 | 0 | 0 | 33.6507 | 275.8172 | 0
|  |  | 34.0882 | 0 | -34.0882 | 0 | 0 | 34.0882 | 246.6375 | 0 | 0 | 0 | 0 | 0 | 34.0882 | 237.9415 | 0
|  |  | 33.501 | 0 | -33.501 | 0 | 0 | 33.501 | 209.4142 | 0 | 0 | 0 | 0 | 0 | 33.501 | 200.7182 | 0
|  |  | 32.1465 | 0 | -32.1465 | 0 | 0 | 32.1465 | 173.6959 | 0 | 0 | 0 | 0 | 0 | 32.1465 | 164.9998 | 0
|  |  | 30.2465 | 0 | -30.2465 | 0 | 0 | 30.2465 | 140.0887 | 0 | 0 | 0 | 0 | 0 | 30.2465 | 131.3927 | 0
|  |  | 28.1491 | 0 | -28.1491 | 0 | 0 | 28.1491 | 108.8119 | 0 | 0 | 0 | 0 | 0 | 28.1491 | 100.1159 | 0
|  |  | 25.2107 | 0 | -25.2107 | 0 | 0 | 25.2107 | 80.8 | 0 | 0 | 0 | 0 | 0 | 25.2107 | 72.104 | 0
|  |  | 21.4417 | 0 | -21.4417 | 0 | 0 | 21.4417 | 56.976 | 0 | 0 | 0 | 0 | 0 | 21.4417 | 48.2799 | 0
|  |  | 17.5188 | 0 | -17.5188 | 0 | 0 | 17.5188 | 37.5106 | 0 | 0 | 0 | 0 | 0 | 17.5188 | 28.8145 | 0
|  |  | 14.3414 | 0 | -14.3414 | 0 | 0 | 14.3414 | 21.5757 | 0 | 0 | 0 | 0 | 0 | 14.3414 | 12.8797 | 0
|  |  | 11.6673 | 0.24031 | -11.427 | 0.075547 | 0 | 11.427 | 8.8791 | 0.24031 | 0 | 0 | 0.075547 | 0 | 11.5917 | 0 | 0.24031
|  |  | 9.167 | 187.04 | 177.873 | 58.8008 | 177.873 | 0 | 168.9649 | 9.167 | 0 | 49.6338 | 9.167 | 0 | 0 | 0 | 9.167
|  |  | 7.1962 | 366.2299 | 359.0337 | 115.1337 | 237.3938 | 0 | 382.6192 | 128.8361 | 121.6399 | 107.9375 | 7.1962 | 0 | 0 | 0 | 128.8361
|  |  | 6.03 | 635.1349 | 629.1049 | 199.6708 | 0 | 0 | 382.6192 | 635.1349 | 629.1049 | 193.6408 | 6.03 | 0 | 0 | 0 | 635.1349
|  |  | 6.0645 | 574.417 | 568.3526 | 180.5826 | 0 | 0 | 382.6192 | 574.417 | 568.3526 | 158.0365 | 6.0645 | 16.4816 | 0 | 14.8334 | 574.417
|  |  | 6.9622 | 257.6105 | 250.6483 | 80.9864 | 0 | 0 | 382.6192 | 257.6105 | 250.6483 | 0 | 6.9622 | 74.0242 | 0 | 81.4552 | 257.6105
|  |  | 9.2104 | 272.1892 | 262.9788 | 85.5696 | 0 | 0 | 382.6192 | 272.1892 | 262.9788 | 0 | 9.2104 | 76.3592 | 0 | 150.1785 | 272.1892
|  |  | 12.2202 | 272.5097 | 260.2894 | 85.6703 | 0 | 0 | 382.6192 | 272.5097 | 260.2894 | 0 | 12.2202 | 73.4501 | 0 | 216.2836 | 272.5097
|  |  | 15.3949 | 304.3105 | 288.9155 | 95.6677 | 0 | 0 | 382.6192 | 304.3105 | 288.9155 | 0 | 15.3949 | 80.2728 | 0 | 288.5291 | 304.3105
|  |  | 18.6761 | 254.2462 | 235.5701 | 79.9288 | 0 | 0 | 382.6192 | 254.2462 | 235.5701 | 0 | 18.6761 | 61.2527 | 0 | 343.6565 | 254.2462
|  |  | 22.1391 | 115.6684 | 93.5293 | 36.3633 | 0 | 0 | 382.6192 | 115.6684 | 93.5293 | 0 | 22.1391 | 14.2242 | 0 | 356.4583 | 115.6684
|  |  | 26.0591 | 90.9968 | 64.9376 | 28.6071 | 0 | 0 | 382.6192 | 90.9968 | 64.9376 | 0 | 26.0591 | 2.548 | 0 | 358.7515 | 90.9968
|  |  | 29.8278 | 7.77 | -22.0579 | 2.4427 | 0 | 22.0579 | 358.1105 | 7.77 | 0 | 0 | 2.4427 | 0 | 27.3851 | 328.3236 | 7.77
|  |  | 32.3465 | 0 | -32.3465 | 0 | 0 | 32.3465 | 322.17 | 0 | 0 | 0 | 0 | 0 | 32.3465 | 292.3831 | 0
|  |  | 33.6507 | 0 | -33.6507 | 0 | 0 | 33.6507 | 284.7803 | 0 | 0 | 0 | 0 | 0 | 33.6507 | 254.9934 | 0
|  |  | 34.0882 | 0 | -34.0882 | 0 | 0 | 34.0882 | 246.9045 | 0 | 0 | 0 | 0 | 0 | 34.0882 | 217.1176 | 0
|  |  | 33.501 | 0 | -33.501 | 0 | 0 | 33.501 | 209.6812 | 0 | 0 | 0 | 0 | 0 | 33.501 | 179.8943 | 0
|  |  | 32.1465 | 0 | -32.1465 | 0 | 0 | 32.1465 | 173.9629 | 0 | 0 | 0 | 0 | 0 | 32.1465 | 144.176 | 0
|  |  | 24.0861 | 0 | -24.0861 | 0 | 0 | 24.0861 | 147.2006 | 0 | 0 | 0 | 0 | 0 | 24.0861 | 117.4137 | 0
|  |  | 22.6294 | 0 | -22.6294 | 0 | 0 | 22.6294 | 122.0568 | 0 | 0 | 0 | 0 | 0 | 22.6294 | 92.2699 | 0
|  |  | 20.8758 | 0 | -20.8758 | 0 | 0 | 20.8758 | 98.8615 | 0 | 0 | 0 | 0 | 0 | 20.8758 | 69.0746 | 0
|  |  | 18.9345 | 0 | -18.9345 | 0 | 0 | 18.9345 | 77.8232 | 0 | 0 | 0 | 0 | 0 | 18.9345 | 48.0362 | 0
|  |  | 15.4144 | 0 | -15.4144 | 0 | 0 | 15.4144 | 60.696 | 0 | 0 | 0 | 0 | 0 | 15.4144 | 30.9091 | 0
|  |  | 11.7376 | 0 | -11.7376 | 0 | 0 | 11.7376 | 47.6542 | 0 | 0 | 0 | 0 | 0 | 11.7376 | 17.8673 | 0
|  |  | 16.1057 | 0.080103 | -16.0256 | 0.025182 | 0 | 16.0256 | 29.8479 | 0.080103 | 0 | 0 | 0.025182 | 0 | 16.0806 | 0 | 0.080103
|  |  | 19.9504 | 189.5232 | 169.5728 | 59.5814 | 169.5728 | 0 | 182.4635 | 19.9504 | 0 | 39.6311 | 19.9504 | 0 | 0 | 0 | 19.9504
|  |  | 26.3005 | 429.3509 | 403.0504 | 134.9774 | 222.3953 | 0 | 382.6192 | 206.9556 | 180.6551 | 108.6769 | 26.3005 | 0 | 0 | 0 | 206.9556
|  |  | 31.0713 | 634.2538 | 603.1825 | 199.3938 | 0 | 0 | 382.6192 | 634.2538 | 603.1825 | 168.3225 | 31.0713 | 0 | 0 | 0 | 634.2538
|  |  | 33.2435 | 793.3379 | 760.0944 | 249.406 | 0 | 0 | 382.6192 | 793.3379 | 760.0944 | 216.1624 | 33.2435 | 0 | 0 | 0 | 793.3379
|  |  | 33.9264 | 896.9108 | 862.9844 | 281.9667 | 0 | 0 | 382.6192 | 896.9108 | 862.9844 | 248.0403 | 33.9264 | 0 | 0 | 0 | 896.9108
|  |  | 35.3688 | 936.4015 | 901.0327 | 294.3816 | 0 | 0 | 382.6192 | 936.4015 | 901.0327 | 259.0128 | 35.3688 | 0 | 0 | 0 | 936.4015
|  |  | 34.1685 | 913.6523 | 879.4838 | 287.2298 | 0 | 0 | 382.6192 | 913.6523 | 879.4838 | 253.0613 | 34.1685 | 0 | 0 | 0 | 913.6523
|  |  | 35.1159 | 827.8622 | 792.7463 | 260.2595 | 0 | 0 | 382.6192 | 827.8622 | 792.7463 | 183.281 | 35.1159 | 41.8626 | 0 | 37.6764 | 827.8622
|  |  | 40.4938 | 685.7599 | 645.2661 | 215.5861 | 0 | 0 | 382.6192 | 685.7599 | 645.2661 | 0 | 40.4938 | 175.0922 | 0 | 195.2594 | 685.7599
|  |  | 46.2897 | 496.477 | 450.1874 | 156.0802 | 0 | 0 | 382.6192 | 496.477 | 450.1874 | 0 | 46.2897 | 109.7905 | 0 | 294.0708 | 496.477
|  |  | 46.7678 | 273.3107 | 226.5429 | 85.9222 | 0 | 0 | 382.6192 | 273.3107 | 226.5429 | 0 | 46.7678 | 39.1544 | 0 | 329.3098 | 273.3107
|  |  | 41.1187 | 3.3643 | -37.7544 | 1.0577 | 0 | 37.7544 | 340.6699 | 3.3643 | 0 | 0 | 1.0577 | 0 | 40.061 | 284.7975 | 3.3643
|  |  | 30.6708 | 0 | -30.6708 | 0 | 0 | 30.6708 | 306.5913 | 0 | 0 | 0 | 0 | 0 | 30.6708 | 250.7189 | 0
|  |  | 23.3615 | 0 | -23.3615 | 0 | 0 | 23.3615 | 280.6341 | 0 | 0 | 0 | 0 | 0 | 23.3615 | 224.7617 | 0
|  |  | 23.6941 | 0 | -23.6941 | 0 | 0 | 23.6941 | 254.3073 | 0 | 0 | 0 | 0 | 0 | 23.6941 | 198.4349 | 0
|  |  | 24.2768 | 0 | -24.2768 | 0 | 0 | 24.2768 | 227.333 | 0 | 0 | 0 | 0 | 0 | 24.2768 | 171.4606 | 0
|  |  | 24.5562 | 0 | -24.5562 | 0 | 0 | 24.5562 | 200.0484 | 0 | 0 | 0 | 0 | 0 | 24.5562 | 144.176 | 0
|  |  | 24.0861 | 0 | -24.0861 | 0 | 0 | 24.0861 | 173.2861 | 0 | 0 | 0 | 0 | 0 | 24.0861 | 117.4137 | 0
|  |  | 22.6294 | 0 | -22.6294 | 0 | 0 | 22.6294 | 148.1423 | 0 | 0 | 0 | 0 | 0 | 22.6294 | 92.2699 | 0
|  |  | 20.8758 | 0 | -20.8758 | 0 | 0 | 20.8758 | 124.947 | 0 | 0 | 0 | 0 | 0 | 20.8758 | 69.0746 | 0
|  |  | 18.9345 | 0 | -18.9345 | 0 | 0 | 18.9345 | 103.9086 | 0 | 0 | 0 | 0 | 0 | 18.9345 | 48.0362 | 0
|  |  | 15.4144 | 0 | -15.4144 | 0 | 0 | 15.4144 | 86.7815 | 0 | 0 | 0 | 0 | 0 | 15.4144 | 30.9091 | 0
|  |  | 11.7376 | 0 | -11.7376 | 0 | 0 | 11.7376 | 73.7397 | 0 | 0 | 0 | 0 | 0 | 11.7376 | 17.8673 | 0
|  |  | 16.1057 | 0.080103 | -16.0256 | 0.025182 | 0 | 16.0256 | 55.9334 | 0.080103 | 0 | 0 | 0.025182 | 0 | 16.0806 | 0 | 0.080103
|  |  | 19.9504 | 152.9963 | 133.0459 | 48.0983 | 133.0459 | 0 | 175.6748 | 19.9504 | 0 | 28.1479 | 19.9504 | 0 | 0 | 0 | 19.9504
|  |  | 26.3005 | 351.8915 | 325.591 | 110.626 | 229.9383 | 0 | 382.6192 | 121.9532 | 95.6527 | 84.3255 | 26.3005 | 0 | 0 | 0 | 121.9532
|  |  | 31.0713 | 525.8748 | 494.8035 | 165.3221 | 0 | 0 | 382.6192 | 525.8748 | 494.8035 | 134.2508 | 31.0713 | 0 | 0 | 0 | 525.8748
|  |  | 33.2435 | 661.4087 | 628.1651 | 207.9306 | 0 | 0 | 382.6192 | 661.4087 | 628.1651 | 174.6871 | 33.2435 | 0 | 0 | 0 | 661.4087
|  |  | 33.9264 | 754.408 | 720.4816 | 237.1673 | 0 | 0 | 382.6192 | 754.408 | 720.4816 | 203.2409 | 33.9264 | 0 | 0 | 0 | 754.408
|  |  | 35.3688 | 796.4619 | 761.0932 | 250.3881 | 0 | 0 | 382.6192 | 796.4619 | 761.0932 | 215.0193 | 35.3688 | 0 | 0 | 0 | 796.4619
|  |  | 34.1685 | 781.0021 | 746.8336 | 245.5279 | 0 | 0 | 382.6192 | 781.0021 | 746.8336 | 211.3593 | 34.1685 | 0 | 0 | 0 | 781.0021
|  |  | 35.1159 | 714.3566 | 679.2407 | 224.5762 | 0 | 0 | 382.6192 | 714.3566 | 679.2407 | 94.4001 | 35.1159 | 95.0602 | 0 | 85.5542 | 714.3566
|  |  | 40.4938 | 598.1275 | 557.6336 | 188.0366 | 0 | 0 | 382.6192 | 598.1275 | 557.6336 | 0 | 40.4938 | 147.5427 | 0 | 218.3426 | 598.1275
|  |  | 46.2897 | 436.3999 | 390.1103 | 137.1934 | 0 | 0 | 382.6192 | 436.3999 | 390.1103 | 0 | 46.2897 | 90.9037 | 0 | 300.156 | 436.3999
|  |  | 46.7678 | 248.639 | 201.8713 | 78.166 | 0 | 0 | 382.6192 | 248.639 | 201.8713 | 0 | 46.7678 | 31.3982 | 0 | 328.4144 | 248.639
|  |  | 41.1187 | 5.9276 | -35.1911 | 1.8635 | 0 | 35.1911 | 343.518 | 5.9276 | 0 | 0 | 1.8635 | 0 | 39.2552 | 284.7975 | 5.9276
|  |  | 30.6708 | 0 | -30.6708 | 0 | 0 | 30.6708 | 309.4394 | 0 | 0 | 0 | 0 | 0 | 30.6708 | 250.7189 | 0
|  |  | 23.3615 | 0 | -23.3615 | 0 | 0 | 23.3615 | 283.4822 | 0 | 0 | 0 | 0 | 0 | 23.3615 | 224.7617 | 0
|  |  | 23.6941 | 0 | -23.6941 | 0 | 0 | 23.6941 | 257.1554 | 0 | 0 | 0 | 0 | 0 | 23.6941 | 198.4349 | 0
|  |  | 24.2768 | 0 | -24.2768 | 0 | 0 | 24.2768 | 230.1811 | 0 | 0 | 0 | 0 | 0 | 24.2768 | 171.4606 | 0
|  |  | 24.5562 | 0 | -24.5562 | 0 | 0 | 24.5562 | 202.8965 | 0 | 0 | 0 | 0 | 0 | 24.5562 | 144.176 | 0
|  |  | 24.0861 | 0 | -24.0861 | 0 | 0 | 24.0861 | 176.1342 | 0 | 0 | 0 | 0 | 0 | 24.0861 | 117.4137 | 0
|  |  | 22.6294 | 0 | -22.6294 | 0 | 0 | 22.6294 | 150.9904 | 0 | 0 | 0 | 0 | 0 | 22.6294 | 92.2699 | 0
|  |  | 20.8758 | 0 | -20.8758 | 0 | 0 | 20.8758 | 127.7951 | 0 | 0 | 0 | 0 | 0 | 20.8758 | 69.0746 | 0
|  |  | 18.9345 | 0 | -18.9345 | 0 | 0 | 18.9345 | 106.7567 | 0 | 0 | 0 | 0 | 0 | 18.9345 | 48.0362 | 0
|  |  | 15.4144 | 0 | -15.4144 | 0 | 0 | 15.4144 | 89.6296 | 0 | 0 | 0 | 0 | 0 | 15.4144 | 30.9091 | 0
|  |  | 11.7376 | 0 | -11.7376 | 0 | 0 | 11.7376 | 76.5878 | 0 | 0 | 0 | 0 | 0 | 11.7376 | 17.8673 | 0
|  |  | 16.1057 | 0.080103 | -16.0256 | 0.025182 | 0 | 16.0256 | 58.7815 | 0.080103 | 0 | 0 | 0.025182 | 0 | 16.0806 | 0 | 0.080103
|  |  | 19.9504 | 175.1047 | 155.1543 | 55.0486 | 155.1543 | 0 | 198.4204 | 19.9504 | 0 | 35.0982 | 19.9504 | 0 | 0 | 0 | 19.9504
|  |  | 26.3005 | 384.8939 | 358.5933 | 121.0012 | 204.6654 | 0 | 382.6192 | 180.2285 | 153.9279 | 94.7007 | 26.3005 | 0 | 0 | 0 | 180.2285
|  |  | 31.0713 | 569.8512 | 538.7799 | 179.1472 | 0 | 0 | 382.6192 | 569.8512 | 538.7799 | 148.0759 | 31.0713 | 0 | 0 | 0 | 569.8512
|  |  | 33.2435 | 713.3153 | 680.0717 | 224.2488 | 0 | 0 | 382.6192 | 713.3153 | 680.0717 | 191.0052 | 33.2435 | 0 | 0 | 0 | 713.3153
|  |  | 33.9264 | 806.635 | 772.7086 | 253.5862 | 0 | 0 | 382.6192 | 806.635 | 772.7086 | 219.6598 | 33.9264 | 0 | 0 | 0 | 806.635
|  |  | 35.3688 | 844.2032 | 808.8344 | 265.3967 | 0 | 0 | 382.6192 | 844.2032 | 808.8344 | 230.028 | 35.3688 | 0 | 0 | 0 | 844.2032
|  |  | 34.1685 | 828.0224 | 793.8539 | 260.3099 | 0 | 0 | 382.6192 | 828.0224 | 793.8539 | 226.1414 | 34.1685 | 0 | 0 | 0 | 828.0224
|  |  | 35.1159 | 756.5708 | 721.4549 | 237.8473 | 0 | 0 | 382.6192 | 756.5708 | 721.4549 | 136.5643 | 35.1159 | 66.167 | 0 | 59.5503 | 756.5708
|  |  | 40.4938 | 636.0161 | 595.5222 | 199.9478 | 0 | 0 | 382.6192 | 636.0161 | 595.5222 | 0 | 40.4938 | 159.454 | 0 | 203.0589 | 636.0161
|  |  | 46.2897 | 470.4436 | 424.154 | 147.8959 | 0 | 0 | 382.6192 | 470.4436 | 424.154 | 0 | 46.2897 | 101.6062 | 0 | 294.5045 | 470.4436
|  |  | 46.7678 | 269.3055 | 222.5378 | 84.663 | 0 | 0 | 382.6192 | 269.3055 | 222.5378 | 0 | 46.7678 | 37.8953 | 0 | 328.6103 | 269.3055
|  |  | 41.1187 | 5.3669 | -35.7518 | 1.6872 | 0 | 35.7518 | 342.895 | 5.3669 | 0 | 0 | 1.6872 | 0 | 39.4315 | 284.7975 | 5.3669
|  |  | 30.6708 | 0 | -30.6708 | 0 | 0 | 30.6708 | 308.8164 | 0 | 0 | 0 | 0 | 0 | 30.6708 | 250.7189 | 0
|  |  | 23.3615 | 0 | -23.3615 | 0 | 0 | 23.3615 | 282.8592 | 0 | 0 | 0 | 0 | 0 | 23.3615 | 224.7617 | 0
|  |  | 23.6941 | 0 | -23.6941 | 0 | 0 | 23.6941 | 256.5323 | 0 | 0 | 0 | 0 | 0 | 23.6941 | 198.4349 | 0
|  |  | 24.2768 | 0 | -24.2768 | 0 | 0 | 24.2768 | 229.5581 | 0 | 0 | 0 | 0 | 0 | 24.2768 | 171.4606 | 0
|  |  | 24.5562 | 0 | -24.5562 | 0 | 0 | 24.5562 | 202.2735 | 0 | 0 | 0 | 0 | 0 | 24.5562 | 144.176 | 0
|  |  | 24.0861 | 0 | -24.0861 | 0 | 0 | 24.0861 | 175.5111 | 0 | 0 | 0 | 0 | 0 | 24.0861 | 117.4137 | 0
|  |  | 22.6294 | 0 | -22.6294 | 0 | 0 | 22.6294 | 150.3674 | 0 | 0 | 0 | 0 | 0 | 22.6294 | 92.2699 | 0
|  |  | 20.8758 | 0 | -20.8758 | 0 | 0 | 20.8758 | 127.1721 | 0 | 0 | 0 | 0 | 0 | 20.8758 | 69.0746 | 0
|  |  | 18.9345 | 0 | -18.9345 | 0 | 0 | 18.9345 | 106.1337 | 0 | 0 | 0 | 0 | 0 | 18.9345 | 48.0362 | 0
|  |  | 15.4144 | 0 | -15.4144 | 0 | 0 | 15.4144 | 89.0066 | 0 | 0 | 0 | 0 | 0 | 15.4144 | 30.9091 | 0
|  |  | 11.7376 | 0 | -11.7376 | 0 | 0 | 11.7376 | 75.9648 | 0 | 0 | 0 | 0 | 0 | 11.7376 | 17.8673 | 0
|  |  | 16.1057 | 0.080103 | -16.0256 | 0.025182 | 0 | 16.0256 | 58.1585 | 0.080103 | 0 | 0 | 0.025182 | 0 | 16.0806 | 0 | 0.080103
|  |  | 19.9504 | 165.7327 | 145.7823 | 52.1023 | 145.7823 | 0 | 189.3625 | 19.9504 | 0 | 32.1519 | 19.9504 | 0 | 0 | 0 | 19.9504
|  |  | 26.3005 | 374.881 | 348.5805 | 117.8534 | 214.7297 | 0 | 382.6192 | 160.1514 | 133.8508 | 91.5529 | 26.3005 | 0 | 0 | 0 | 160.1514
|  |  | 31.0713 | 559.7582 | 528.6869 | 175.9742 | 0 | 0 | 382.6192 | 559.7582 | 528.6869 | 144.9029 | 31.0713 | 0 | 0 | 0 | 559.7582
|  |  | 33.2435 | 703.9432 | 670.6997 | 221.3025 | 0 | 0 | 382.6192 | 703.9432 | 670.6997 | 188.0589 | 33.2435 | 0 | 0 | 0 | 703.9432
|  |  | 33.9264 | 796.3818 | 762.4554 | 250.3629 | 0 | 0 | 382.6192 | 796.3818 | 762.4554 | 216.4365 | 33.9264 | 0 | 0 | 0 | 796.3818
|  |  | 35.3688 | 835.3919 | 800.0231 | 262.6267 | 0 | 0 | 382.6192 | 835.3919 | 800.0231 | 227.2579 | 35.3688 | 0 | 0 | 0 | 835.3919
|  |  | 34.1685 | 821.9346 | 787.7661 | 258.3961 | 0 | 0 | 382.6192 | 821.9346 | 787.7661 | 224.2275 | 34.1685 | 0 | 0 | 0 | 821.9346
|  |  | 35.1159 | 751.8447 | 716.7288 | 236.3615 | 0 | 0 | 382.6192 | 751.8447 | 716.7288 | 136.0765 | 35.1159 | 65.1691 | 0 | 58.6522 | 751.8447
|  |  | 40.4938 | 634.0936 | 593.5998 | 199.3435 | 0 | 0 | 382.6192 | 634.0936 | 593.5998 | 0 | 40.4938 | 158.8496 | 0 | 201.6168 | 634.0936
|  |  | 46.2897 | 471.6452 | 425.3555 | 148.2737 | 0 | 0 | 382.6192 | 471.6452 | 425.3555 | 0 | 46.2897 | 101.984 | 0 | 293.4024 | 471.6452
|  |  | 46.7678 | 270.8275 | 224.0597 | 85.1415 | 0 | 0 | 382.6192 | 270.8275 | 224.0597 | 0 | 46.7678 | 38.3737 | 0 | 327.9388 | 270.8275
|  |  | 41.1187 | 7.2894 | -33.8293 | 2.2916 | 0 | 33.8293 | 345.0311 | 7.2894 | 0 | 0 | 2.2916 | 0 | 38.8271 | 284.7975 | 7.2894
|  |  | 30.6708 | 0 | -30.6708 | 0 | 0 | 30.6708 | 310.9525 | 0 | 0 | 0 | 0 | 0 | 30.6708 | 250.7189 | 0
|  |  | 23.3615 | 0 | -23.3615 | 0 | 0 | 23.3615 | 284.9952 | 0 | 0 | 0 | 0 | 0 | 23.3615 | 224.7617 | 0
|  |  | 23.6941 | 0 | -23.6941 | 0 | 0 | 23.6941 | 258.6684 | 0 | 0 | 0 | 0 | 0 | 23.6941 | 198.4349 | 0
|  |  | 24.2768 | 0 | -24.2768 | 0 | 0 | 24.2768 | 231.6941 | 0 | 0 | 0 | 0 | 0 | 24.2768 | 171.4606 | 0
|  |  | 24.5562 | 0 | -24.5562 | 0 | 0 | 24.5562 | 204.4095 | 0 | 0 | 0 | 0 | 0 | 24.5562 | 144.176 | 0
|  |  | 24.0861 | 0 | -24.0861 | 0 | 0 | 24.0861 | 177.6472 | 0 | 0 | 0 | 0 | 0 | 24.0861 | 117.4137 | 0
|  |  | 22.6294 | 0 | -22.6294 | 0 | 0 | 22.6294 | 152.5034 | 0 | 0 | 0 | 0 | 0 | 22.6294 | 92.2699 | 0
|  |  | 20.8758 | 0 | -20.8758 | 0 | 0 | 20.8758 | 129.3081 | 0 | 0 | 0 | 0 | 0 | 20.8758 | 69.0746 | 0
|  |  | 18.9345 | 0 | -18.9345 | 0 | 0 | 18.9345 | 108.2698 | 0 | 0 | 0 | 0 | 0 | 18.9345 | 48.0362 | 0
|  |  | 15.4144 | 0 | -15.4144 | 0 | 0 | 15.4144 | 91.1427 | 0 | 0 | 0 | 0 | 0 | 15.4144 | 30.9091 | 0
|  |  | 11.7376 | 0 | -11.7376 | 0 | 0 | 11.7376 | 78.1008 | 0 | 0 | 0 | 0 | 0 | 11.7376 | 17.8673 | 0
|  |  | 16.1057 | 0.080103 | -16.0256 | 0.025182 | 0 | 16.0256 | 60.2946 | 0.080103 | 0 | 0 | 0.025182 | 0 | 16.0806 | 0 | 0.080103
|  |  | 19.9504 | 175.0246 | 155.0742 | 55.0234 | 155.0742 | 0 | 199.8614 | 19.9504 | 0 | 35.0731 | 19.9504 | 0 | 0 | 0 | 19.9504
|  |  | 26.3005 | 391.0618 | 364.7613 | 122.9402 | 203.0643 | 0 | 382.6192 | 187.9975 | 161.6969 | 96.6397 | 26.3005 | 0 | 0 | 0 | 187.9975
|  |  | 31.0713 | 583.3084 | 552.2372 | 183.3778 | 0 | 0 | 382.6192 | 583.3084 | 552.2372 | 152.3066 | 31.0713 | 0 | 0 | 0 | 583.3084
|  |  | 33.2435 | 731.4986 | 698.2551 | 229.9652 | 0 | 0 | 382.6192 | 731.4986 | 698.2551 | 196.7216 | 33.2435 | 0 | 0 | 0 | 731.4986
|  |  | 33.9264 | 826.1 | 792.1735 | 259.7055 | 0 | 0 | 382.6192 | 826.1 | 792.1735 | 225.7791 | 33.9264 | 0 | 0 | 0 | 826.1
|  |  | 35.3688 | 865.4304 | 830.0617 | 272.0701 | 0 | 0 | 382.6192 | 865.4304 | 830.0617 | 236.7013 | 35.3688 | 0 | 0 | 0 | 865.4304
|  |  | 34.1685 | 843.9629 | 809.7944 | 265.3212 | 0 | 0 | 382.6192 | 843.9629 | 809.7944 | 231.1527 | 34.1685 | 0 | 0 | 0 | 843.9629
|  |  | 35.1159 | 768.9867 | 733.8708 | 241.7505 | 0 | 0 | 382.6192 | 768.9867 | 733.8708 | 113.0611 | 35.1159 | 93.5735 | 0 | 84.2162 | 768.9867
|  |  | 40.4938 | 640.662 | 600.1682 | 201.4084 | 0 | 0 | 382.6192 | 640.662 | 600.1682 | 0 | 40.4938 | 160.9146 | 0 | 229.0393 | 640.662
|  |  | 46.2897 | 465.7977 | 419.508 | 146.4353 | 0 | 0 | 382.6192 | 465.7977 | 419.508 | 0 | 46.2897 | 100.1457 | 0 | 319.1704 | 465.7977
|  |  | 46.7678 | 257.21 | 210.4423 | 80.8605 | 0 | 0 | 382.6192 | 257.21 | 210.4423 | 0 | 46.7678 | 34.0927 | 0 | 349.8539 | 257.21
|  |  | 41.1187 | 4.3256 | -36.7931 | 1.3598 | 0 | 36.7931 | 341.738 | 4.3256 | 0 | 0 | 1.3598 | 0 | 39.7588 | 305.6774 | 4.3256
|  |  | 30.6708 | 0 | -30.6708 | 0 | 0 | 30.6708 | 307.6594 | 0 | 0 | 0 | 0 | 0 | 30.6708 | 271.5988 | 0
|  |  | 23.3615 | 0 | -23.3615 | 0 | 0 | 23.3615 | 281.7021 | 0 | 0 | 0 | 0 | 0 | 23.3615 | 245.6415 | 0
|  |  | 23.6941 | 0 | -23.6941 | 0 | 0 | 23.6941 | 255.3753 | 0 | 0 | 0 | 0 | 0 | 23.6941 | 219.3147 | 0
|  |  | 24.2768 | 0 | -24.2768 | 0 | 0 | 24.2768 | 228.401 | 0 | 0 | 0 | 0 | 0 | 24.2768 | 192.3404 | 0
|  |  | 24.5562 | 0 | -24.5562 | 0 | 0 | 24.5562 | 201.1164 | 0 | 0 | 0 | 0 | 0 | 24.5562 | 165.0558 | 0
|  |  | 30.2465 | 0 | -30.2465 | 0 | 0 | 30.2465 | 167.5092 | 0 | 0 | 0 | 0 | 0 | 30.2465 | 131.4486 | 0
|  |  | 28.1491 | 0 | -28.1491 | 0 | 0 | 28.1491 | 136.2324 | 0 | 0 | 0 | 0 | 0 | 28.1491 | 100.1718 | 0
|  |  | 25.2107 | 0 | -25.2107 | 0 | 0 | 25.2107 | 108.2206 | 0 | 0 | 0 | 0 | 0 | 25.2107 | 72.1599 | 0
|  |  | 21.4417 | 0 | -21.4417 | 0 | 0 | 21.4417 | 84.3965 | 0 | 0 | 0 | 0 | 0 | 21.4417 | 48.3359 | 0
|  |  | 17.5188 | 0 | -17.5188 | 0 | 0 | 17.5188 | 64.9311 | 0 | 0 | 0 | 0 | 0 | 17.5188 | 28.8705 | 0
|  |  | 14.3414 | 0 | -14.3414 | 0 | 0 | 14.3414 | 48.9963 | 0 | 0 | 0 | 0 | 0 | 14.3414 | 12.9356 | 0
|  |  | 11.6673 | 0.080103 | -11.5872 | 0.025182 | 0 | 11.5872 | 36.1216 | 0.080103 | 0 | 0 | 0.025182 | 0 | 11.6421 | 0 | 0.080103
|  |  | 9.167 | 145.6269 | 136.4599 | 45.7815 | 136.4599 | 0 | 158.9355 | 9.167 | 0 | 36.6145 | 9.167 | 0 | 0 | 0 | 9.167
|  |  | 7.1962 | 334.5092 | 327.313 | 105.1615 | 248.5374 | 0 | 382.6192 | 85.9718 | 78.7755 | 97.9653 | 7.1962 | 0 | 0 | 0 | 85.9718
|  |  | 6.03 | 501.0429 | 495.0129 | 157.5156 | 0 | 0 | 382.6192 | 501.0429 | 495.0129 | 151.4856 | 6.03 | 0 | 0 | 0 | 501.0429
|  |  | 6.0645 | 638.8998 | 632.8353 | 200.8544 | 0 | 0 | 382.6192 | 638.8998 | 632.8353 | 194.7899 | 6.0645 | 0 | 0 | 0 | 638.8998
|  |  | 6.9622 | 731.9792 | 725.017 | 230.1163 | 0 | 0 | 382.6192 | 731.9792 | 725.017 | 223.1541 | 6.9622 | 0 | 0 | 0 | 731.9792
|  |  | 9.2104 | 783.0848 | 773.8744 | 246.1826 | 0 | 0 | 382.6192 | 783.0848 | 773.8744 | 236.9722 | 9.2104 | 0 | 0 | 0 | 783.0848
|  |  | 12.2202 | 761.5371 | 749.3169 | 239.4086 | 0 | 0 | 382.6192 | 761.5371 | 749.3169 | 227.1883 | 12.2202 | 0 | 0 | 0 | 761.5371
|  |  | 15.3949 | 696.0932 | 680.6982 | 218.8346 | 0 | 0 | 382.6192 | 696.0932 | 680.6982 | 111.7154 | 15.3949 | 91.7243 | 0 | 82.5518 | 696.0932
|  |  | 18.6761 | 583.3084 | 564.6324 | 183.3778 | 0 | 0 | 382.6192 | 583.3084 | 564.6324 | 0 | 18.6761 | 164.7018 | 0 | 230.7834 | 583.3084
|  |  | 22.1391 | 431.8341 | 409.695 | 135.758 | 0 | 0 | 382.6192 | 431.8341 | 409.695 | 0 | 22.1391 | 113.6189 | 0 | 333.0404 | 431.8341
|  |  | 26.0591 | 247.7579 | 221.6988 | 77.889 | 0 | 0 | 382.6192 | 247.7579 | 221.6988 | 0 | 26.0591 | 51.8299 | 0 | 379.6873 | 247.7579
|  |  | 29.8278 | 7.6098 | -22.2181 | 2.3923 | 0 | 22.2181 | 357.9325 | 7.6098 | 0 | 0 | 2.3923 | 0 | 27.4355 | 349.2034 | 7.6098
|  |  | 32.3465 | 0 | -32.3465 | 0 | 0 | 32.3465 | 321.992 | 0 | 0 | 0 | 0 | 0 | 32.3465 | 313.2629 | 0
|  |  | 33.6507 | 0 | -33.6507 | 0 | 0 | 33.6507 | 284.6023 | 0 | 0 | 0 | 0 | 0 | 33.6507 | 275.8732 | 0
|  |  | 34.0882 | 0 | -34.0882 | 0 | 0 | 34.0882 | 246.7265 | 0 | 0 | 0 | 0 | 0 | 34.0882 | 237.9974 | 0
|  |  | 33.501 | 0 | -33.501 | 0 | 0 | 33.501 | 209.5032 | 0 | 0 | 0 | 0 | 0 | 33.501 | 200.7741 | 0
|  |  | 32.1465 | 0 | -32.1465 | 0 | 0 | 32.1465 | 173.7849 | 0 | 0 | 0 | 0 | 0 | 32.1465 | 165.0558 | 0
|  |  | 30.2465 | 0 | -30.2465 | 0 | 0 | 30.2465 | 140.1777 | 0 | 0 | 0 | 0 | 0 | 30.2465 | 131.4486 | 0
|  |  | 28.1491 | 0 | -28.1491 | 0 | 0 | 28.1491 | 108.9009 | 0 | 0 | 0 | 0 | 0 | 28.1491 | 100.1718 | 0
|  |  | 25.2107 | 0 | -25.2107 | 0 | 0 | 25.2107 | 80.889 | 0 | 0 | 0 | 0 | 0 | 25.2107 | 72.1599 | 0
|  |  | 21.4417 | 0 | -21.4417 | 0 | 0 | 21.4417 | 57.065 | 0 | 0 | 0 | 0 | 0 | 21.4417 | 48.3359 | 0
|  |  | 17.5188 | 0 | -17.5188 | 0 | 0 | 17.5188 | 37.5996 | 0 | 0 | 0 | 0 | 0 | 17.5188 | 28.8705 | 0
|  |  | 14.3414 | 0 | -14.3414 | 0 | 0 | 14.3414 | 21.6647 | 0 | 0 | 0 | 0 | 0 | 14.3414 | 12.9356 | 0
|  |  | 11.6673 | 0.080103 | -11.5872 | 0.025182 | 0 | 11.5872 | 8.7901 | 0.080103 | 0 | 0 | 0.025182 | 0 | 11.6421 | 0 | 0.080103
|  |  | 9.167 | 152.6759 | 143.5089 | 47.9976 | 143.5089 | 0 | 137.9482 | 9.167 | 0 | 38.8306 | 9.167 | 0 | 0 | 0 | 9.167
|  |  | 7.1962 | 353.2533 | 346.057 | 111.0541 | 271.8568 | 0 | 382.6192 | 81.3965 | 74.2003 | 103.8579 | 7.1962 | 0 | 0 | 0 | 81.3965
|  |  | 6.03 | 534.4458 | 528.4157 | 168.0166 | 0 | 0 | 382.6192 | 534.4458 | 528.4157 | 161.9866 | 6.03 | 0 | 0 | 0 | 534.4458
|  |  | 6.0645 | 676.2277 | 670.1632 | 212.5894 | 0 | 0 | 382.6192 | 676.2277 | 670.1632 | 206.5249 | 6.0645 | 0 | 0 | 0 | 676.2277
|  |  | 6.9622 | 771.0694 | 764.1072 | 242.4053 | 0 | 0 | 382.6192 | 771.0694 | 764.1072 | 235.4431 | 6.9622 | 0 | 0 | 0 | 771.0694
|  |  | 9.2104 | 812.5626 | 803.3522 | 255.4497 | 0 | 0 | 382.6192 | 812.5626 | 803.3522 | 246.2393 | 9.2104 | 0 | 0 | 0 | 812.5626
|  |  | 12.2202 | 799.5059 | 787.2856 | 251.345 | 0 | 0 | 382.6192 | 799.5059 | 787.2856 | 239.1248 | 12.2202 | 0 | 0 | 0 | 799.5059
|  |  | 15.3949 | 729.8164 | 714.4215 | 229.4364 | 0 | 0 | 382.6192 | 729.8164 | 714.4215 | 158.0211 | 15.3949 | 56.0203 | 0 | 50.4183 | 729.8164
|  |  | 18.6761 | 611.7449 | 593.0688 | 192.3176 | 0 | 0 | 382.6192 | 611.7449 | 593.0688 | 0 | 18.6761 | 173.6415 | 0 | 206.6956 | 611.7449
|  |  | 22.1391 | 444.0898 | 421.9507 | 139.6109 | 0 | 0 | 382.6192 | 444.0898 | 421.9507 | 0 | 22.1391 | 117.4718 | 0 | 312.4203 | 444.0898
|  |  | 26.0591 | 248.7191 | 222.66 | 78.1912 | 0 | 0 | 382.6192 | 248.7191 | 222.66 | 0 | 26.0591 | 52.1321 | 0 | 359.3391 | 248.7191
|  |  | 29.8278 | 6.0878 | -23.74 | 1.9139 | 0 | 23.74 | 356.2414 | 6.0878 | 0 | 0 | 1.9139 | 0 | 27.914 | 328.3236 | 6.0878
|  |  | 32.3465 | 0 | -32.3465 | 0 | 0 | 32.3465 | 320.3009 | 0 | 0 | 0 | 0 | 0 | 32.3465 | 292.3831 | 0
|  |  | 33.6507 | 0 | -33.6507 | 0 | 0 | 33.6507 | 282.9112 | 0 | 0 | 0 | 0 | 0 | 33.6507 | 254.9934 | 0
|  |  | 34.0882 | 0 | -34.0882 | 0 | 0 | 34.0882 | 245.0355 | 0 | 0 | 0 | 0 | 0 | 34.0882 | 217.1176 | 0
|  |  | 33.501 | 0 | -33.501 | 0 | 0 | 33.501 | 207.8122 | 0 | 0 | 0 | 0 | 0 | 33.501 | 179.8943 | 0
|  |  | 32.1465 | 0 | -32.1465 | 0 | 0 | 32.1465 | 172.0938 | 0 | 0 | 0 | 0 | 0 | 32.1465 | 144.176 | 0
|  |  | 24.0861 | 0 | -24.0861 | 0 | 0 | 24.0861 | 145.3315 | 0 | 0 | 0 | 0 | 0 | 24.0861 | 117.4137 | 0
|  |  | 22.6294 | 0 | -22.6294 | 0 | 0 | 22.6294 | 120.1878 | 0 | 0 | 0 | 0 | 0 | 22.6294 | 92.2699 | 0
|  |  | 20.8758 | 0 | -20.8758 | 0 | 0 | 20.8758 | 96.9925 | 0 | 0 | 0 | 0 | 0 | 20.8758 | 69.0746 | 0
|  |  | 18.9345 | 0 | -18.9345 | 0 | 0 | 18.9345 | 75.9541 | 0 | 0 | 0 | 0 | 0 | 18.9345 | 48.0362 | 0
|  |  | 15.4144 | 0 | -15.4144 | 0 | 0 | 15.4144 | 58.827 | 0 | 0 | 0 | 0 | 0 | 15.4144 | 30.9091 | 0
|  |  | 11.7376 | 0 | -11.7376 | 0 | 0 | 11.7376 | 45.7852 | 0 | 0 | 0 | 0 | 0 | 11.7376 | 17.8673 | 0
|  |  | 16.1057 | 0.080103 | -16.0256 | 0.025182 | 0 | 16.0256 | 27.9789 | 0.080103 | 0 | 0 | 0.025182 | 0 | 16.0806 | 0 | 0.080103
|  |  | 19.9504 | 155.7999 | 135.8495 | 48.9797 | 135.8495 | 0 | 150.2435 | 19.9504 | 0 | 29.0293 | 19.9504 | 0 | 0 | 0 | 19.9504
|  |  | 26.3005 | 349.8088 | 323.5083 | 109.9713 | 258.1953 | 0 | 382.6192 | 91.6135 | 65.313 | 83.6708 | 26.3005 | 0 | 0 | 0 | 91.6135
|  |  | 31.0713 | 526.1952 | 495.1239 | 165.4228 | 0 | 0 | 382.6192 | 526.1952 | 495.1239 | 134.3515 | 31.0713 | 0 | 0 | 0 | 526.1952
|  |  | 33.2435 | 666.6153 | 633.3718 | 209.5675 | 0 | 0 | 382.6192 | 666.6153 | 633.3718 | 176.3239 | 33.2435 | 0 | 0 | 0 | 666.6153
|  |  | 33.9264 | 752.4054 | 718.479 | 236.5378 | 0 | 0 | 382.6192 | 752.4054 | 718.479 | 202.6113 | 33.9264 | 0 | 0 | 0 | 752.4054
|  |  | 35.3688 | 791.816 | 756.4472 | 248.9275 | 0 | 0 | 382.6192 | 791.816 | 756.4472 | 213.5587 | 35.3688 | 0 | 0 | 0 | 791.816
|  |  | 34.1685 | 775.9556 | 741.7871 | 243.9414 | 0 | 0 | 382.6192 | 775.9556 | 741.7871 | 209.7728 | 34.1685 | 0 | 0 | 0 | 775.9556
|  |  | 35.1159 | 707.3877 | 672.2718 | 222.3853 | 0 | 0 | 382.6192 | 707.3877 | 672.2718 | 90.3084 | 35.1159 | 96.961 | 0 | 87.2649 | 707.3877
|  |  | 40.4938 | 593.4014 | 552.9076 | 186.5508 | 0 | 0 | 382.6192 | 593.4014 | 552.9076 | 0 | 40.4938 | 146.057 | 0 | 218.7162 | 593.4014
|  |  | 46.2897 | 434.6377 | 388.348 | 136.6394 | 0 | 0 | 382.6192 | 434.6377 | 388.348 | 0 | 46.2897 | 90.3497 | 0 | 300.0309 | 434.6377
|  |  | 46.7678 | 247.5977 | 200.8299 | 77.8386 | 0 | 0 | 382.6192 | 247.5977 | 200.8299 | 0 | 46.7678 | 31.0709 | 0 | 327.9947 | 247.5977
|  |  | 41.1187 | 7.1291 | -33.9895 | 2.2412 | 0 | 33.9895 | 344.8531 | 7.1291 | 0 | 0 | 2.2412 | 0 | 38.8775 | 284.7975 | 7.1291
|  |  | 30.6708 | 0 | -30.6708 | 0 | 0 | 30.6708 | 310.7745 | 0 | 0 | 0 | 0 | 0 | 30.6708 | 250.7189 | 0
|  |  | 23.3615 | 0 | -23.3615 | 0 | 0 | 23.3615 | 284.8172 | 0 | 0 | 0 | 0 | 0 | 23.3615 | 224.7617 | 0
|  |  | 23.6941 | 0 | -23.6941 | 0 | 0 | 23.6941 | 258.4904 | 0 | 0 | 0 | 0 | 0 | 23.6941 | 198.4349 | 0
|  |  | 24.2768 | 0 | -24.2768 | 0 | 0 | 24.2768 | 231.5161 | 0 | 0 | 0 | 0 | 0 | 24.2768 | 171.4606 | 0
|  |  | 24.5562 | 0 | -24.5562 | 0 | 0 | 24.5562 | 204.2315 | 0 | 0 | 0 | 0 | 0 | 24.5562 | 144.176 | 0
|  |  | 24.0861 | 0 | -24.0861 | 0 | 0 | 24.0861 | 177.4692 | 0 | 0 | 0 | 0 | 0 | 24.0861 | 117.4137 | 0
|  |  | 22.6294 | 0 | -22.6294 | 0 | 0 | 22.6294 | 152.3254 | 0 | 0 | 0 | 0 | 0 | 22.6294 | 92.2699 | 0
|  |  | 20.8758 | 0 | -20.8758 | 0 | 0 | 20.8758 | 129.1301 | 0 | 0 | 0 | 0 | 0 | 20.8758 | 69.0746 | 0
|  |  | 18.9345 | 0 | -18.9345 | 0 | 0 | 18.9345 | 108.0918 | 0 | 0 | 0 | 0 | 0 | 18.9345 | 48.0362 | 0
|  |  | 15.4144 | 0 | -15.4144 | 0 | 0 | 15.4144 | 90.9647 | 0 | 0 | 0 | 0 | 0 | 15.4144 | 30.9091 | 0
|  |  | 11.7376 | 0 | -11.7376 | 0 | 0 | 11.7376 | 77.9228 | 0 | 0 | 0 | 0 | 0 | 11.7376 | 17.8673 | 0
|  |  | 16.1057 | 0.080103 | -16.0256 | 0.025182 | 0 | 16.0256 | 60.1166 | 0.080103 | 0 | 0 | 0.025182 | 0 | 16.0806 | 0 | 0.080103
|  |  | 19.9504 | 189.2028 | 169.2524 | 59.4807 | 169.2524 | 0 | 212.4437 | 19.9504 | 0 | 39.5303 | 19.9504 | 0 | 0 | 0 | 19.9504
|  |  | 26.3005 | 408.2038 | 381.9032 | 128.3292 | 189.0839 | 0 | 382.6192 | 219.1199 | 192.8193 | 102.0287 | 26.3005 | 0 | 0 | 0 | 219.1199
|  |  | 31.0713 | 619.9154 | 588.8441 | 194.8862 | 0 | 0 | 382.6192 | 619.9154 | 588.8441 | 163.8149 | 31.0713 | 0 | 0 | 0 | 619.9154
|  |  | 33.2435 | 835.6322 | 802.3887 | 262.7022 | 0 | 0 | 382.6192 | 835.6322 | 802.3887 | 229.4587 | 33.2435 | 0 | 0 | 0 | 835.6322
|  |  | 33.9264 | 599.7295 | 565.8031 | 188.5402 | 0 | 0 | 382.6192 | 599.7295 | 565.8031 | 154.6138 | 33.9264 | 0 | 0 | 0 | 599.7295
|  |  | 35.3688 | 560.7996 | 525.4308 | 176.3016 | 0 | 0 | 382.6192 | 560.7996 | 525.4308 | 137.2994 | 35.3688 | 3.6334 | 0 | 3.2701 | 560.7996
|  |  | 34.1685 | 566.7272 | 532.5586 | 178.1651 | 0 | 0 | 382.6192 | 566.7272 | 532.5586 | 0 | 34.1685 | 143.9966 | 0 | 132.867 | 566.7272
|  |  | 35.1159 | 488.627 | 453.5111 | 153.6123 | 0 | 0 | 382.6192 | 488.627 | 453.5111 | 0 | 35.1159 | 118.4964 | 0 | 239.5138 | 488.627
|  |  | 40.4938 | 355.6563 | 315.1625 | 111.8096 | 0 | 0 | 382.6192 | 355.6563 | 315.1625 | 0 | 40.4938 | 71.3158 | 0 | 303.698 | 355.6563
|  |  | 46.2897 | 258.2514 | 211.9617 | 81.1879 | 0 | 0 | 382.6192 | 258.2514 | 211.9617 | 0 | 46.2897 | 34.8982 | 0 | 335.1064 | 258.2514
|  |  | 46.7678 | 130.6476 | 83.8799 | 41.0724 | 0 | 0 | 382.6192 | 130.6476 | 83.8799 | 0 | 41.0724 | 0 | 5.6954 | 328.7782 | 130.6476
|  |  | 41.1187 | 4.8863 | -36.2324 | 1.5361 | 0 | 36.2324 | 342.361 | 4.8863 | 0 | 0 | 1.5361 | 0 | 39.5826 | 284.7975 | 4.8863
|  |  | 30.6708 | 0 | -30.6708 | 0 | 0 | 30.6708 | 308.2824 | 0 | 0 | 0 | 0 | 0 | 30.6708 | 250.7189 | 0
|  |  | 23.3615 | 0 | -23.3615 | 0 | 0 | 23.3615 | 282.3251 | 0 | 0 | 0 | 0 | 0 | 23.3615 | 224.7617 | 0
|  |  | 23.6941 | 0 | -23.6941 | 0 | 0 | 23.6941 | 255.9983 | 0 | 0 | 0 | 0 | 0 | 23.6941 | 198.4349 | 0
|  |  | 24.2768 | 0 | -24.2768 | 0 | 0 | 24.2768 | 229.0241 | 0 | 0 | 0 | 0 | 0 | 24.2768 | 171.4606 | 0
|  |  | 24.5562 | 0 | -24.5562 | 0 | 0 | 24.5562 | 201.7394 | 0 | 0 | 0 | 0 | 0 | 24.5562 | 144.176 | 0
|  |  | 24.0861 | 0 | -24.0861 | 0 | 0 | 24.0861 | 174.9771 | 0 | 0 | 0 | 0 | 0 | 24.0861 | 117.4137 | 0
|  |  | 22.6294 | 0 | -22.6294 | 0 | 0 | 22.6294 | 149.8334 | 0 | 0 | 0 | 0 | 0 | 22.6294 | 92.2699 | 0
|  |  | 20.8758 | 0 | -20.8758 | 0 | 0 | 20.8758 | 126.6381 | 0 | 0 | 0 | 0 | 0 | 20.8758 | 69.0746 | 0
|  |  | 18.9345 | 0 | -18.9345 | 0 | 0 | 18.9345 | 105.5997 | 0 | 0 | 0 | 0 | 0 | 18.9345 | 48.0362 | 0
|  |  | 15.4144 | 0 | -15.4144 | 0 | 0 | 15.4144 | 88.4726 | 0 | 0 | 0 | 0 | 0 | 15.4144 | 30.9091 | 0
|  |  | 11.7376 | 0 | -11.7376 | 0 | 0 | 11.7376 | 75.4308 | 0 | 0 | 0 | 0 | 0 | 11.7376 | 17.8673 | 0
|  |  | 16.1057 | 0.080103 | -16.0256 | 0.025182 | 0 | 16.0256 | 57.6245 | 0.080103 | 0 | 0 | 0.025182 | 0 | 16.0806 | 0 | 0.080103
|  |  | 19.9504 | 130.6476 | 110.6973 | 41.0724 | 110.6973 | 0 | 157.252 | 19.9504 | 0 | 21.122 | 19.9504 | 0 | 0 | 0 | 19.9504
|  |  | 26.3005 | 314.2432 | 287.9427 | 98.7903 | 250.408 | 0 | 382.6192 | 63.8352 | 37.5347 | 72.4898 | 26.3005 | 0 | 0 | 0 | 63.8352
|  |  | 31.0713 | 473.0069 | 441.9356 | 148.7018 | 0 | 0 | 382.6192 | 473.0069 | 441.9356 | 117.6305 | 31.0713 | 0 | 0 | 0 | 473.0069
|  |  | 33.2435 | 586.5126 | 553.269 | 184.3851 | 0 | 0 | 382.6192 | 586.5126 | 553.269 | 151.1416 | 33.2435 | 0 | 0 | 0 | 586.5126
|  |  | 33.9264 | 694.8115 | 660.8851 | 218.4317 | 0 | 0 | 382.6192 | 694.8115 | 660.8851 | 184.5052 | 33.9264 | 0 | 0 | 0 | 694.8115
|  |  | 35.3688 | 737.5864 | 702.2176 | 231.879 | 0 | 0 | 382.6192 | 737.5864 | 702.2176 | 196.5103 | 35.3688 | 0 | 0 | 0 | 737.5864
|  |  | 34.1685 | 705.9458 | 671.7773 | 221.932 | 0 | 0 | 382.6192 | 705.9458 | 671.7773 | 154.0261 | 34.1685 | 33.7374 | 0 | 30.3636 | 705.9458
|  |  | 35.1159 | 628.166 | 593.0501 | 197.48 | 0 | 0 | 382.6192 | 628.166 | 593.0501 | 0 | 35.1159 | 162.3641 | 0 | 176.4913 | 628.166
|  |  | 40.4938 | 478.7743 | 438.2805 | 150.5149 | 0 | 0 | 382.6192 | 478.7743 | 438.2805 | 0 | 40.4938 | 110.021 | 0 | 275.5102 | 478.7743
|  |  | 46.2897 | 332.5066 | 286.217 | 104.5319 | 0 | 0 | 382.6192 | 332.5066 | 286.217 | 0 | 46.2897 | 58.2422 | 0 | 327.9282 | 332.5066
|  |  | 46.7678 | 154.4382 | 107.6704 | 48.5516 | 0 | 0 | 382.6192 | 154.4382 | 107.6704 | 0 | 46.7678 | 1.7838 | 0 | 329.5336 | 154.4382
|  |  | 41.1187 | 2.7235 | -38.3952 | 0.8562 | 0 | 38.3952 | 339.9579 | 2.7235 | 0 | 0 | 0.8562 | 0 | 40.2625 | 284.7975 | 2.7235
|  |  | 30.6708 | 0 | -30.6708 | 0 | 0 | 30.6708 | 305.8793 | 0 | 0 | 0 | 0 | 0 | 30.6708 | 250.7189 | 0
|  |  | 23.3615 | 0 | -23.3615 | 0 | 0 | 23.3615 | 279.922 | 0 | 0 | 0 | 0 | 0 | 23.3615 | 224.7617 | 0
|  |  | 23.6941 | 0 | -23.6941 | 0 | 0 | 23.6941 | 253.5952 | 0 | 0 | 0 | 0 | 0 | 23.6941 | 198.4349 | 0
|  |  | 24.2768 | 0 | -24.2768 | 0 | 0 | 24.2768 | 226.621 | 0 | 0 | 0 | 0 | 0 | 24.2768 | 171.4606 | 0
|  |  | 24.5562 | 0 | -24.5562 | 0 | 0 | 24.5562 | 199.3363 | 0 | 0 | 0 | 0 | 0 | 24.5562 | 144.176 | 0
|  |  | 24.0861 | 0 | -24.0861 | 0 | 0 | 24.0861 | 172.574 | 0 | 0 | 0 | 0 | 0 | 24.0861 | 117.4137 | 0
|  |  | 22.6294 | 0 | -22.6294 | 0 | 0 | 22.6294 | 147.4303 | 0 | 0 | 0 | 0 | 0 | 22.6294 | 92.2699 | 0
|  |  | 20.8758 | 0 | -20.8758 | 0 | 0 | 20.8758 | 124.235 | 0 | 0 | 0 | 0 | 0 | 20.8758 | 69.0746 | 0
|  |  | 18.9345 | 0 | -18.9345 | 0 | 0 | 18.9345 | 103.1966 | 0 | 0 | 0 | 0 | 0 | 18.9345 | 48.0362 | 0
|  |  | 15.4144 | 0 | -15.4144 | 0 | 0 | 15.4144 | 86.0695 | 0 | 0 | 0 | 0 | 0 | 15.4144 | 30.9091 | 0
|  |  | 11.7376 | 0 | -11.7376 | 0 | 0 | 11.7376 | 73.0277 | 0 | 0 | 0 | 0 | 0 | 11.7376 | 17.8673 | 0
|  |  | 16.1057 | 0.080103 | -16.0256 | 0.025182 | 0 | 16.0256 | 55.2214 | 0.080103 | 0 | 0 | 0.025182 | 0 | 16.0806 | 0 | 0.080103
|  |  | 19.9504 | 152.9162 | 132.9658 | 48.0731 | 132.9658 | 0 | 174.8906 | 19.9504 | 0 | 28.1227 | 19.9504 | 0 | 0 | 0 | 19.9504
|  |  | 26.3005 | 247.4375 | 221.137 | 77.7883 | 221.137 | 0 | 373.9139 | 26.3005 | 0 | 51.4877 | 26.3005 | 0 | 0 | 0 | 26.3005
|  |  | 31.0713 | 606.1377 | 575.0665 | 190.5548 | 9.6726 | 0 | 382.6192 | 596.4652 | 565.3939 | 159.4835 | 31.0713 | 0 | 0 | 0 | 596.4652
|  |  | 33.2435 | 804.8727 | 771.6292 | 253.0322 | 0 | 0 | 382.6192 | 804.8727 | 771.6292 | 219.7887 | 33.2435 | 0 | 0 | 0 | 804.8727
|  |  | 33.9264 | 635.2952 | 601.3687 | 199.7212 | 0 | 0 | 382.6192 | 635.2952 | 601.3687 | 6.1135 | 33.9264 | 159.6812 | 0 | 143.7131 | 635.2952
|  |  | 35.3688 | 314.3233 | 278.9545 | 98.8155 | 0 | 0 | 382.6192 | 314.3233 | 278.9545 | 0 | 35.3688 | 63.4467 | 0 | 200.8152 | 314.3233
|  |  | 34.1685 | 201.7789 | 167.6104 | 63.4343 | 0 | 0 | 382.6192 | 201.7789 | 167.6104 | 0 | 34.1685 | 29.2658 | 0 | 227.1544 | 201.7789
|  |  | 35.1159 | 355.416 | 320.3001 | 111.7341 | 0 | 0 | 382.6192 | 355.416 | 320.3001 | 0 | 35.1159 | 76.6182 | 0 | 296.1107 | 355.416
|  |  | 40.4938 | 268.3443 | 227.8505 | 84.3609 | 0 | 0 | 382.6192 | 268.3443 | 227.8505 | 0 | 40.4938 | 43.867 | 0 | 335.5911 | 268.3443
|  |  | 46.2897 | 121.9965 | 75.7069 | 38.3527 | 0 | 0 | 382.6192 | 121.9965 | 75.7069 | 0 | 38.3527 | 0 | 7.937 | 326.7722 | 121.9965
|  |  | 46.7678 | 159.7249 | 112.9572 | 50.2136 | 0 | 0 | 382.6192 | 159.7249 | 112.9572 | 0 | 46.7678 | 3.4458 | 0 | 329.8735 | 159.7249
|  |  | 41.1187 | 2.8837 | -38.235 | 0.90656 | 0 | 38.235 | 340.1359 | 2.8837 | 0 | 0 | 0.90656 | 0 | 40.2121 | 285.1933 | 2.8837
|  |  | 30.6708 | 0 | -30.6708 | 0 | 0 | 30.6708 | 306.0573 | 0 | 0 | 0 | 0 | 0 | 30.6708 | 251.1147 | 0
|  |  | 23.3615 | 0 | -23.3615 | 0 | 0 | 23.3615 | 280.1001 | 0 | 0 | 0 | 0 | 0 | 23.3615 | 225.1575 | 0
|  |  | 23.6941 | 0 | -23.6941 | 0 | 0 | 23.6941 | 253.7732 | 0 | 0 | 0 | 0 | 0 | 23.6941 | 198.8306 | 0
|  |  | 24.2768 | 0 | -24.2768 | 0 | 0 | 24.2768 | 226.799 | 0 | 0 | 0 | 0 | 0 | 24.2768 | 171.8564 | 0
|  |  | 24.5562 | 0 | -24.5562 | 0 | 0 | 24.5562 | 199.5144 | 0 | 0 | 0 | 0 | 0 | 24.5562 | 144.5718 | 0
|  |  | 24.0861 | 0 | -24.0861 | 0 | 0 | 24.0861 | 172.752 | 0 | 0 | 0 | 0 | 0 | 24.0861 | 117.8094 | 0
|  |  | 22.6294 | 0 | -22.6294 | 0 | 0 | 22.6294 | 147.6083 | 0 | 0 | 0 | 0 | 0 | 22.6294 | 92.6657 | 0
|  |  | 20.8758 | 0 | -20.8758 | 0 | 0 | 20.8758 | 124.413 | 0 | 0 | 0 | 0 | 0 | 20.8758 | 69.4704 | 0
|  |  | 18.9345 | 0 | -18.9345 | 0 | 0 | 18.9345 | 103.3746 | 0 | 0 | 0 | 0 | 0 | 18.9345 | 48.432 | 0
|  |  | 15.4144 | 0 | -15.4144 | 0 | 0 | 15.4144 | 86.2475 | 0 | 0 | 0 | 0 | 0 | 15.4144 | 31.3049 | 0
|  |  | 11.7376 | 0 | -11.7376 | 0 | 0 | 11.7376 | 73.2057 | 0 | 0 | 0 | 0 | 0 | 11.7376 | 18.2631 | 0
|  |  | 16.1057 | 0.080103 | -16.0256 | 0.025182 | 0 | 16.0256 | 55.3994 | 0.080103 | 0 | 0 | 0.025182 | 0 | 16.0806 | 0.39578 | 0.080103
|  |  | 19.9504 | 131.1283 | 111.1779 | 41.2235 | 111.1779 | 0 | 155.4595 | 19.9504 | 0 | 0 | 19.9504 | 21.2731 | 0 | 19.5416 | 19.9504
|  |  | 26.3005 | 27.7156 | 1.415 | 8.7131 | 1.415 | 0 | 156.733 | 26.3005 | 0 | 0 | 8.7131 | 0 | 17.5874 | 0 | 26.3005
|  |  | 31.0713 | 269.8663 | 238.795 | 84.8393 | 238.795 | 0 | 371.6485 | 31.0713 | 0 | 53.768 | 31.0713 | 0 | 0 | 0 | 31.0713
|  |  | 33.2435 | 505.3684 | 472.1249 | 158.8754 | 12.1897 | 0 | 382.6192 | 493.1787 | 459.9352 | 27.9422 | 33.2435 | 97.6897 | 0 | 87.9207 | 493.1787
|  |  | 33.9264 | 778.0383 | 744.1119 | 244.5961 | 0 | 0 | 382.6192 | 778.0383 | 744.1119 | 0 | 33.9264 | 210.6697 | 0 | 277.5235 | 778.0383
|  |  | 35.3688 | 513.4588 | 478.09 | 161.4188 | 0 | 0 | 382.6192 | 513.4588 | 478.09 | 0 | 35.3688 | 126.0501 | 0 | 390.9685 | 513.4588
|  |  | 34.1685 | 176.0659 | 141.8974 | 55.3508 | 0 | 0 | 382.6192 | 176.0659 | 141.8974 | 0 | 34.1685 | 21.1823 | 0 | 410.0326 | 176.0659
|  |  | 35.1159 | 159.7249 | 124.609 | 50.2136 | 0 | 0 | 382.6192 | 159.7249 | 124.609 | 0 | 35.1159 | 15.0977 | 0 | 423.6205 | 159.7249
|  |  | 40.4938 | 79.462 | 38.9681 | 24.9809 | 0 | 0 | 382.6192 | 79.462 | 38.9681 | 0 | 24.9809 | 0 | 15.5129 | 406.3839 | 79.462
|  |  | 46.2897 | 119.9139 | 73.6242 | 37.698 | 0 | 0 | 382.6192 | 119.9139 | 73.6242 | 0 | 37.698 | 0 | 8.5917 | 396.8375 | 119.9139
|  |  | 46.7678 | 14.4986 | -32.2692 | 4.558 | 0 | 32.2692 | 346.7646 | 14.4986 | 0 | 0 | 4.558 | 0 | 42.2098 | 349.9378 | 14.4986
|  |  | 41.1187 | 4.0051 | -37.1135 | 1.2591 | 0 | 37.1135 | 305.5273 | 4.0051 | 0 | 0 | 1.2591 | 0 | 39.8596 | 305.6494 | 4.0051
|  |  | 30.6708 | 0 | -30.6708 | 0 | 0 | 30.6708 | 271.4487 | 0 | 0 | 0 | 0 | 0 | 30.6708 | 271.5708 | 0
|  |  | 23.3615 | 0 | -23.3615 | 0 | 0 | 23.3615 | 245.4915 | 0 | 0 | 0 | 0 | 0 | 23.3615 | 245.6135 | 0
|  |  | 23.6941 | 0 | -23.6941 | 0 | 0 | 23.6941 | 219.1647 | 0 | 0 | 0 | 0 | 0 | 23.6941 | 219.2867 | 0
|  |  | 24.2768 | 0 | -24.2768 | 0 | 0 | 24.2768 | 192.1904 | 0 | 0 | 0 | 0 | 0 | 24.2768 | 192.3124 | 0
|  |  | 24.5562 | 0 | -24.5562 | 0 | 0 | 24.5562 | 164.9058 | 0 | 0 | 0 | 0 | 0 | 24.5562 | 165.0278 | 0
|  |  | 30.2465 | 0 | -30.2465 | 0 | 0 | 30.2465 | 131.2986 | 0 | 0 | 0 | 0 | 0 | 30.2465 | 131.4206 | 0
|  |  | 28.1491 | 0 | -28.1491 | 0 | 0 | 28.1491 | 100.0218 | 0 | 0 | 0 | 0 | 0 | 28.1491 | 100.1438 | 0
|  |  | 25.2107 | 0 | -25.2107 | 0 | 0 | 25.2107 | 72.0099 | 0 | 0 | 0 | 0 | 0 | 25.2107 | 72.132 | 0
|  |  | 21.4417 | 0 | -21.4417 | 0 | 0 | 21.4417 | 48.1859 | 0 | 0 | 0 | 0 | 0 | 21.4417 | 48.3079 | 0
|  |  | 17.5188 | 0 | -17.5188 | 0 | 0 | 17.5188 | 28.7205 | 0 | 0 | 0 | 0 | 0 | 17.5188 | 28.8425 | 0
|  |  | 14.3414 | 0 | -14.3414 | 0 | 0 | 14.3414 | 12.7856 | 0 | 0 | 0 | 0 | 0 | 14.3414 | 12.9077 | 0
|  |  | 11.6673 | 0.16021 | -11.5071 | 0.050365 | 0 | 11.5071 | 3.8725e-13 | 0.16021 | 0 | 0 | 0.050365 | 0 | 11.6169 | 0 | 0.16021
|  |  | 9.167 | 49.0229 | 39.8559 | 15.4116 | 39.8559 | 0 | 35.8703 | 9.167 | 0 | 6.2446 | 9.167 | 0 | 0 | 0 | 9.167
|  |  | 7.1962 | 140.4202 | 133.224 | 44.1447 | 133.224 | 0 | 155.7719 | 7.1962 | 0 | 36.9484 | 7.1962 | 0 | 0 | 0 | 7.1962
|  |  | 6.03 | 235.9027 | 229.8727 | 74.162 | 229.8727 | 0 | 362.6573 | 6.03 | 0 | 68.132 | 6.03 | 0 | 0 | 0 | 6.03
|  |  | 6.0645 | 296.14 | 290.0755 | 93.0991 | 22.1799 | 0 | 382.6192 | 273.9601 | 267.8956 | 87.0347 | 6.0645 | 0 | 0 | 0 | 273.9601
|  |  | 6.9622 | 352.9329 | 345.9707 | 110.9534 | 0 | 0 | 382.6192 | 352.9329 | 345.9707 | 66.1259 | 6.9622 | 37.8653 | 0 | 34.0787 | 352.9329
|  |  | 9.2104 | 392.5036 | 383.2932 | 123.3935 | 0 | 0 | 382.6192 | 392.5036 | 383.2932 | 0 | 9.2104 | 114.1831 | 0 | 136.8435 | 392.5036
|  |  | 12.2202 | 364.5478 | 352.3275 | 114.6049 | 0 | 0 | 382.6192 | 364.5478 | 352.3275 | 0 | 12.2202 | 102.3846 | 0 | 228.9897 | 364.5478
|  |  | 15.3949 | 341.6384 | 326.2434 | 107.4027 | 0 | 0 | 382.6192 | 341.6384 | 326.2434 | 0 | 15.3949 | 92.0078 | 0 | 311.7967 | 341.6384
|  |  | 18.6761 | 229.0138 | 210.3378 | 71.9963 | 0 | 0 | 382.6192 | 229.0138 | 210.3378 | 0 | 18.6761 | 53.3202 | 0 | 359.7849 | 229.0138
|  |  | 22.1391 | 158.8438 | 136.7047 | 49.9366 | 0 | 0 | 382.6192 | 158.8438 | 136.7047 | 0 | 22.1391 | 27.7975 | 0 | 384.8026 | 158.8438
|  |  | 26.0591 | 73.5344 | 47.4752 | 23.1174 | 0 | 0 | 382.6192 | 73.5344 | 47.4752 | 0 | 23.1174 | 0 | 2.9417 | 381.534 | 73.5344
|  |  | 29.8278 | 2.323 | -27.5049 | 0.73029 | 0 | 27.5049 | 352.0583 | 2.323 | 0 | 0 | 0.73029 | 0 | 29.0975 | 349.2034 | 2.323
|  |  | 32.3465 | 0 | -32.3465 | 0 | 0 | 32.3465 | 316.1178 | 0 | 0 | 0 | 0 | 0 | 32.3465 | 313.2629 | 0
|  |  | 33.6507 | 0 | -33.6507 | 0 | 0 | 33.6507 | 278.7281 | 0 | 0 | 0 | 0 | 0 | 33.6507 | 275.8732 | 0
|  |  | 34.0882 | 0 | -34.0882 | 0 | 0 | 34.0882 | 240.8523 | 0 | 0 | 0 | 0 | 0 | 34.0882 | 237.9974 | 0
|  |  | 33.501 | 0 | -33.501 | 0 | 0 | 33.501 | 203.629 | 0 | 0 | 0 | 0 | 0 | 33.501 | 200.7741 | 0
|  |  | 32.1465 | 0 | -32.1465 | 0 | 0 | 32.1465 | 167.9107 | 0 | 0 | 0 | 0 | 0 | 32.1465 | 165.0558 | 0
|  |  | 30.2465 | 0 | -30.2465 | 0 | 0 | 30.2465 | 134.3035 | 0 | 0 | 0 | 0 | 0 | 30.2465 | 131.4486 | 0
|  |  | 28.1491 | 0 | -28.1491 | 0 | 0 | 28.1491 | 103.0267 | 0 | 0 | 0 | 0 | 0 | 28.1491 | 100.1718 | 0
|  |  | 25.2107 | 0 | -25.2107 | 0 | 0 | 25.2107 | 75.0148 | 0 | 0 | 0 | 0 | 0 | 25.2107 | 72.1599 | 0
|  |  | 21.4417 | 0 | -21.4417 | 0 | 0 | 21.4417 | 51.1908 | 0 | 0 | 0 | 0 | 0 | 21.4417 | 48.3359 | 0
|  |  | 17.5188 | 0 | -17.5188 | 0 | 0 | 17.5188 | 31.7254 | 0 | 0 | 0 | 0 | 0 | 17.5188 | 28.8705 | 0
|  |  | 14.3414 | 0 | -14.3414 | 0 | 0 | 14.3414 | 15.7905 | 0 | 0 | 0 | 0 | 0 | 14.3414 | 12.9356 | 0
|  |  | 11.6673 | 0.080103 | -11.5872 | 0.025182 | 0 | 11.5872 | 2.9159 | 0.080103 | 0 | 0 | 0.025182 | 0 | 11.6421 | 0 | 0.080103
|  |  | 9.167 | 145.2263 | 136.0594 | 45.6556 | 136.0594 | 0 | 125.3694 | 9.167 | 0 | 36.4886 | 9.167 | 0 | 0 | 0 | 9.167
|  |  | 7.1962 | 336.9924 | 329.7962 | 105.9421 | 285.8332 | 0 | 382.6192 | 51.1592 | 43.963 | 98.7459 | 7.1962 | 0 | 0 | 0 | 51.1592
|  |  | 6.03 | 514.1797 | 508.1497 | 161.6455 | 0 | 0 | 382.6192 | 514.1797 | 508.1497 | 155.6155 | 6.03 | 0 | 0 | 0 | 514.1797
|  |  | 6.0645 | 650.3545 | 644.29 | 204.4555 | 0 | 0 | 382.6192 | 650.3545 | 644.29 | 198.391 | 6.0645 | 0 | 0 | 0 | 650.3545
|  |  | 6.9622 | 743.2737 | 736.3115 | 233.667 | 0 | 0 | 382.6192 | 743.2737 | 736.3115 | 226.7048 | 6.9622 | 0 | 0 | 0 | 743.2737
|  |  | 9.2104 | 787.5705 | 778.3601 | 247.5928 | 0 | 0 | 382.6192 | 787.5705 | 778.3601 | 238.3824 | 9.2104 | 0 | 0 | 0 | 787.5705
|  |  | 12.2202 | 768.9867 | 756.7665 | 241.7505 | 0 | 0 | 382.6192 | 768.9867 | 756.7665 | 229.5303 | 12.2202 | 0 | 0 | 0 | 768.9867
|  |  | 15.3949 | 695.2921 | 679.8972 | 218.5828 | 0 | 0 | 382.6192 | 695.2921 | 679.8972 | 127.8999 | 15.3949 | 75.2879 | 0 | 67.7591 | 695.2921
|  |  | 18.6761 | 581.8666 | 563.1905 | 182.9246 | 0 | 0 | 382.6192 | 581.8666 | 563.1905 | 0 | 18.6761 | 164.2485 | 0 | 215.5828 | 581.8666
|  |  | 22.1391 | 424.785 | 402.6459 | 133.542 | 0 | 0 | 382.6192 | 424.785 | 402.6459 | 0 | 22.1391 | 111.4029 | 0 | 315.8453 | 424.785
|  |  | 26.0591 | 235.8226 | 209.7635 | 74.1368 | 0 | 0 | 382.6192 | 235.8226 | 209.7635 | 0 | 26.0591 | 48.0777 | 0 | 359.1153 | 235.8226
|  |  | 29.8278 | 6.7286 | -23.0992 | 2.1153 | 0 | 23.0992 | 356.9535 | 6.7286 | 0 | 0 | 2.1153 | 0 | 27.7125 | 328.3236 | 6.7286
|  |  | 32.3465 | 0 | -32.3465 | 0 | 0 | 32.3465 | 321.0129 | 0 | 0 | 0 | 0 | 0 | 32.3465 | 292.3831 | 0
|  |  | 33.6507 | 0 | -33.6507 | 0 | 0 | 33.6507 | 283.6233 | 0 | 0 | 0 | 0 | 0 | 33.6507 | 254.9934 | 0
|  |  | 34.0882 | 0 | -34.0882 | 0 | 0 | 34.0882 | 245.7475 | 0 | 0 | 0 | 0 | 0 | 34.0882 | 217.1176 | 0
|  |  | 33.501 | 0 | -33.501 | 0 | 0 | 33.501 | 208.5242 | 0 | 0 | 0 | 0 | 0 | 33.501 | 179.8943 | 0
|  |  | 32.1465 | 0 | -32.1465 | 0 | 0 | 32.1465 | 172.8059 | 0 | 0 | 0 | 0 | 0 | 32.1465 | 144.176 | 0
|  |  | 24.0861 | 0 | -24.0861 | 0 | 0 | 24.0861 | 146.0435 | 0 | 0 | 0 | 0 | 0 | 24.0861 | 117.4137 | 0
|  |  | 22.6294 | 0 | -22.6294 | 0 | 0 | 22.6294 | 120.8998 | 0 | 0 | 0 | 0 | 0 | 22.6294 | 92.2699 | 0
|  |  | 20.8758 | 0 | -20.8758 | 0 | 0 | 20.8758 | 97.7045 | 0 | 0 | 0 | 0 | 0 | 20.8758 | 69.0746 | 0
|  |  | 18.9345 | 0 | -18.9345 | 0 | 0 | 18.9345 | 76.6661 | 0 | 0 | 0 | 0 | 0 | 18.9345 | 48.0362 | 0
|  |  | 15.4144 | 0 | -15.4144 | 0 | 0 | 15.4144 | 59.539 | 0 | 0 | 0 | 0 | 0 | 15.4144 | 30.9091 | 0
|  |  | 11.7376 | 0 | -11.7376 | 0 | 0 | 11.7376 | 46.4972 | 0 | 0 | 0 | 0 | 0 | 11.7376 | 17.8673 | 0
|  |  | 16.1057 | 0.080103 | -16.0256 | 0.025182 | 0 | 16.0256 | 28.6909 | 0.080103 | 0 | 0 | 0.025182 | 0 | 16.0806 | 0 | 0.080103
|  |  | 19.9504 | 156.1203 | 136.1699 | 49.0804 | 136.1699 | 0 | 151.2439 | 19.9504 | 0 | 29.13 | 19.9504 | 0 | 0 | 0 | 19.9504
|  |  | 26.3005 | 355.2558 | 328.9553 | 111.6837 | 257.0838 | 0 | 382.6192 | 98.1721 | 71.8715 | 85.3832 | 26.3005 | 0 | 0 | 0 | 98.1721
|  |  | 31.0713 | 532.6835 | 501.6122 | 167.4626 | 0 | 0 | 382.6192 | 532.6835 | 501.6122 | 136.3913 | 31.0713 | 0 | 0 | 0 | 532.6835
|  |  | 33.2435 | 671.1011 | 637.8576 | 210.9777 | 0 | 0 | 382.6192 | 671.1011 | 637.8576 | 177.7342 | 33.2435 | 0 | 0 | 0 | 671.1011
|  |  | 33.9264 | 756.9713 | 723.0448 | 237.9732 | 0 | 0 | 382.6192 | 756.9713 | 723.0448 | 204.0467 | 33.9264 | 0 | 0 | 0 | 756.9713
|  |  | 35.3688 | 798.2242 | 762.8554 | 250.9421 | 0 | 0 | 382.6192 | 798.2242 | 762.8554 | 215.5733 | 35.3688 | 0 | 0 | 0 | 798.2242
|  |  | 34.1685 | 781.8832 | 747.7147 | 245.8049 | 0 | 0 | 382.6192 | 781.8832 | 747.7147 | 211.6363 | 34.1685 | 0 | 0 | 0 | 781.8832
|  |  | 35.1159 | 715.7183 | 680.6024 | 225.0043 | 0 | 0 | 382.6192 | 715.7183 | 680.6024 | 84.4251 | 35.1159 | 105.4633 | 0 | 94.917 | 715.7183
|  |  | 40.4938 | 591.3187 | 550.8249 | 185.8961 | 0 | 0 | 382.6192 | 591.3187 | 550.8249 | 0 | 40.4938 | 145.4022 | 0 | 225.779 | 591.3187
|  |  | 46.2897 | 426.7876 | 380.4979 | 134.1715 | 0 | 0 | 382.6192 | 426.7876 | 380.4979 | 0 | 46.2897 | 87.8819 | 0 | 304.8727 | 426.7876
|  |  | 46.7678 | 232.8588 | 186.091 | 73.2051 | 0 | 0 | 382.6192 | 232.8588 | 186.091 | 0 | 46.7678 | 26.4373 | 0 | 328.6662 | 232.8588
|  |  | 41.1187 | 5.1266 | -35.9921 | 1.6117 | 0 | 35.9921 | 342.628 | 5.1266 | 0 | 0 | 1.6117 | 0 | 39.507 | 284.7696 | 5.1266
|  |  | 30.6708 | 0 | -30.6708 | 0 | 0 | 30.6708 | 308.5494 | 0 | 0 | 0 | 0 | 0 | 30.6708 | 250.691 | 0
|  |  | 23.3615 | 0 | -23.3615 | 0 | 0 | 23.3615 | 282.5921 | 0 | 0 | 0 | 0 | 0 | 23.3615 | 224.7337 | 0
|  |  | 23.6941 | 0 | -23.6941 | 0 | 0 | 23.6941 | 256.2653 | 0 | 0 | 0 | 0 | 0 | 23.6941 | 198.4069 | 0
|  |  | 24.2768 | 0 | -24.2768 | 0 | 0 | 24.2768 | 229.2911 | 0 | 0 | 0 | 0 | 0 | 24.2768 | 171.4326 | 0
|  |  | 24.5562 | 0 | -24.5562 | 0 | 0 | 24.5562 | 202.0064 | 0 | 0 | 0 | 0 | 0 | 24.5562 | 144.148 | 0
|  |  | 24.0861 | 0 | -24.0861 | 0 | 0 | 24.0861 | 175.2441 | 0 | 0 | 0 | 0 | 0 | 24.0861 | 117.3857 | 0
|  |  | 22.6294 | 0 | -22.6294 | 0 | 0 | 22.6294 | 150.1004 | 0 | 0 | 0 | 0 | 0 | 22.6294 | 92.2419 | 0
|  |  | 20.8758 | 0 | -20.8758 | 0 | 0 | 20.8758 | 126.9051 | 0 | 0 | 0 | 0 | 0 | 20.8758 | 69.0466 | 0
|  |  | 18.9345 | 0 | -18.9345 | 0 | 0 | 18.9345 | 105.8667 | 0 | 0 | 0 | 0 | 0 | 18.9345 | 48.0083 | 0
|  |  | 15.4144 | 0 | -15.4144 | 0 | 0 | 15.4144 | 88.7396 | 0 | 0 | 0 | 0 | 0 | 15.4144 | 30.8811 | 0
|  |  | 11.7376 | 0 | -11.7376 | 0 | 0 | 11.7376 | 75.6978 | 0 | 0 | 0 | 0 | 0 | 11.7376 | 17.8393 | 0
|  |  | 16.1057 | 0.16021 | -15.9455 | 0.050365 | 0 | 15.9455 | 57.9805 | 0.16021 | 0 | 0 | 0.050365 | 0 | 16.0554 | 0 | 0.16021
|  |  | 19.9504 | 174.2235 | 154.2732 | 54.7716 | 154.2732 | 0 | 196.8263 | 19.9504 | 0 | 34.8212 | 19.9504 | 0 | 0 | 0 | 19.9504
|  |  | 26.3005 | 393.545 | 367.2444 | 123.7209 | 206.4366 | 0 | 382.6192 | 187.1084 | 160.8079 | 97.4203 | 26.3005 | 0 | 0 | 0 | 187.1084
|  |  | 31.0713 | 589.8769 | 558.8056 | 185.4428 | 0 | 0 | 382.6192 | 589.8769 | 558.8056 | 154.3715 | 31.0713 | 0 | 0 | 0 | 589.8769
|  |  | 33.2435 | 743.0334 | 709.7899 | 233.5914 | 0 | 0 | 382.6192 | 743.0334 | 709.7899 | 200.3479 | 33.2435 | 0 | 0 | 0 | 743.0334
|  |  | 33.9264 | 843.0017 | 809.0752 | 265.019 | 0 | 0 | 382.6192 | 843.0017 | 809.0752 | 231.0926 | 33.9264 | 0 | 0 | 0 | 843.0017
|  |  | 35.3688 | 881.1306 | 845.7618 | 277.0058 | 0 | 0 | 382.6192 | 881.1306 | 845.7618 | 241.637 | 35.3688 | 0 | 0 | 0 | 881.1306
|  |  | 34.1685 | 861.185 | 827.0165 | 270.7354 | 0 | 0 | 382.6192 | 861.185 | 827.0165 | 236.5669 | 34.1685 | 0 | 0 | 0 | 861.185
|  |  | 35.1159 | 784.046 | 748.9301 | 246.4848 | 0 | 0 | 382.6192 | 784.046 | 748.9301 | 148.4948 | 35.1159 | 62.8741 | 0 | 56.5866 | 784.046
|  |  | 40.4938 | 654.3596 | 613.8658 | 205.7146 | 0 | 0 | 382.6192 | 654.3596 | 613.8658 | 0 | 40.4938 | 165.2207 | 0 | 205.2853 | 654.3596
|  |  | 46.2897 | 473.2472 | 426.9576 | 148.7773 | 0 | 0 | 382.6192 | 473.2472 | 426.9576 | 0 | 46.2897 | 102.4876 | 0 | 297.5242 | 473.2472
|  |  | 46.7678 | 258.732 | 211.9642 | 81.339 | 0 | 0 | 382.6192 | 258.732 | 211.9642 | 0 | 46.7678 | 34.5712 | 0 | 328.6383 | 258.732
|  |  | 41.1187 | 5.2067 | -35.912 | 1.6369 | 0 | 35.912 | 342.717 | 5.2067 | 0 | 0 | 1.6369 | 0 | 39.4818 | 284.7696 | 5.2067
|  |  | 30.6708 | 0 | -30.6708 | 0 | 0 | 30.6708 | 308.6384 | 0 | 0 | 0 | 0 | 0 | 30.6708 | 250.691 | 0
|  |  | 23.3615 | 0 | -23.3615 | 0 | 0 | 23.3615 | 282.6811 | 0 | 0 | 0 | 0 | 0 | 23.3615 | 224.7337 | 0
|  |  | 23.6941 | 0 | -23.6941 | 0 | 0 | 23.6941 | 256.3543 | 0 | 0 | 0 | 0 | 0 | 23.6941 | 198.4069 | 0
|  |  | 24.2768 | 0 | -24.2768 | 0 | 0 | 24.2768 | 229.3801 | 0 | 0 | 0 | 0 | 0 | 24.2768 | 171.4326 | 0
|  |  | 24.5562 | 0 | -24.5562 | 0 | 0 | 24.5562 | 202.0954 | 0 | 0 | 0 | 0 | 0 | 24.5562 | 144.148 | 0
|  |  | 24.0861 | 0 | -24.0861 | 0 | 0 | 24.0861 | 175.3331 | 0 | 0 | 0 | 0 | 0 | 24.0861 | 117.3857 | 0
|  |  | 22.6294 | 0 | -22.6294 | 0 | 0 | 22.6294 | 150.1894 | 0 | 0 | 0 | 0 | 0 | 22.6294 | 92.2419 | 0
|  |  | 20.8758 | 0 | -20.8758 | 0 | 0 | 20.8758 | 126.9941 | 0 | 0 | 0 | 0 | 0 | 20.8758 | 69.0466 | 0
|  |  | 18.9345 | 0 | -18.9345 | 0 | 0 | 18.9345 | 105.9557 | 0 | 0 | 0 | 0 | 0 | 18.9345 | 48.0083 | 0
|  |  | 15.4144 | 0 | -15.4144 | 0 | 0 | 15.4144 | 88.8286 | 0 | 0 | 0 | 0 | 0 | 15.4144 | 30.8811 | 0
|  |  | 11.7376 | 0 | -11.7376 | 0 | 0 | 11.7376 | 75.7868 | 0 | 0 | 0 | 0 | 0 | 11.7376 | 17.8393 | 0
|  |  | 16.1057 | 0.16021 | -15.9455 | 0.050365 | 0 | 15.9455 | 58.0695 | 0.16021 | 0 | 0 | 0.050365 | 0 | 16.0554 | 0 | 0.16021
|  |  | 19.9504 | 177.3476 | 157.3972 | 55.7537 | 157.3972 | 0 | 199.727 | 19.9504 | 0 | 35.8033 | 19.9504 | 0 | 0 | 0 | 19.9504
|  |  | 26.3005 | 397.7103 | 371.4098 | 125.0303 | 203.2137 | 0 | 382.6192 | 194.4967 | 168.1961 | 98.7298 | 26.3005 | 0 | 0 | 0 | 194.4967
|  |  | 31.0713 | 596.6055 | 565.5342 | 187.5581 | 0 | 0 | 382.6192 | 596.6055 | 565.5342 | 156.4868 | 31.0713 | 0 | 0 | 0 | 596.6055
|  |  | 33.2435 | 749.1212 | 715.8777 | 235.5053 | 0 | 0 | 382.6192 | 749.1212 | 715.8777 | 202.2618 | 33.2435 | 0 | 0 | 0 | 749.1212
|  |  | 33.9264 | 847.968 | 814.0416 | 266.5803 | 0 | 0 | 382.6192 | 847.968 | 814.0416 | 232.6539 | 33.9264 | 0 | 0 | 0 | 847.968
|  |  | 35.3688 | 885.5362 | 850.1675 | 278.3908 | 0 | 0 | 382.6192 | 885.5362 | 850.1675 | 243.0221 | 35.3688 | 0 | 0 | 0 | 885.5362
|  |  | 34.1685 | 864.4692 | 830.3007 | 271.7679 | 0 | 0 | 382.6192 | 864.4692 | 830.3007 | 237.5993 | 34.1685 | 0 | 0 | 0 | 864.4692
|  |  | 35.1159 | 783.245 | 748.1291 | 246.233 | 0 | 0 | 382.6192 | 783.245 | 748.1291 | 143.565 | 35.1159 | 67.5521 | 0 | 60.7969 | 783.245
|  |  | 40.4938 | 650.2744 | 609.7805 | 204.4303 | 0 | 0 | 382.6192 | 650.2744 | 609.7805 | 0 | 40.4938 | 163.9364 | 0 | 208.3397 | 650.2744
|  |  | 46.2897 | 467.5599 | 421.2703 | 146.9894 | 0 | 0 | 382.6192 | 467.5599 | 421.2703 | 0 | 46.2897 | 100.6997 | 0 | 298.9694 | 467.5599
|  |  | 46.7678 | 253.5253 | 206.7575 | 79.7021 | 0 | 0 | 382.6192 | 253.5253 | 206.7575 | 0 | 46.7678 | 32.9344 | 0 | 328.6103 | 253.5253
|  |  | 41.1187 | 5.2067 | -35.912 | 1.6369 | 0 | 35.912 | 342.717 | 5.2067 | 0 | 0 | 1.6369 | 0 | 39.4818 | 284.7416 | 5.2067
|  |  | 30.6708 | 0 | -30.6708 | 0 | 0 | 30.6708 | 308.6384 | 0 | 0 | 0 | 0 | 0 | 30.6708 | 250.663 | 0
|  |  | 23.3615 | 0 | -23.3615 | 0 | 0 | 23.3615 | 282.6811 | 0 | 0 | 0 | 0 | 0 | 23.3615 | 224.7057 | 0
|  |  | 23.6941 | 0 | -23.6941 | 0 | 0 | 23.6941 | 256.3543 | 0 | 0 | 0 | 0 | 0 | 23.6941 | 198.3789 | 0
|  |  | 24.2768 | 0 | -24.2768 | 0 | 0 | 24.2768 | 229.3801 | 0 | 0 | 0 | 0 | 0 | 24.2768 | 171.4046 | 0
|  |  | 24.5562 | 0 | -24.5562 | 0 | 0 | 24.5562 | 202.0954 | 0 | 0 | 0 | 0 | 0 | 24.5562 | 144.12 | 0
|  |  | 24.0861 | 0 | -24.0861 | 0 | 0 | 24.0861 | 175.3331 | 0 | 0 | 0 | 0 | 0 | 24.0861 | 117.3577 | 0
|  |  | 22.6294 | 0 | -22.6294 | 0 | 0 | 22.6294 | 150.1894 | 0 | 0 | 0 | 0 | 0 | 22.6294 | 92.2139 | 0
|  |  | 20.8758 | 0 | -20.8758 | 0 | 0 | 20.8758 | 126.9941 | 0 | 0 | 0 | 0 | 0 | 20.8758 | 69.0186 | 0
|  |  | 18.9345 | 0 | -18.9345 | 0 | 0 | 18.9345 | 105.9557 | 0 | 0 | 0 | 0 | 0 | 18.9345 | 47.9803 | 0
|  |  | 15.4144 | 0 | -15.4144 | 0 | 0 | 15.4144 | 88.8286 | 0 | 0 | 0 | 0 | 0 | 15.4144 | 30.8531 | 0
|  |  | 11.7376 | 0 | -11.7376 | 0 | 0 | 11.7376 | 75.7868 | 0 | 0 | 0 | 0 | 0 | 11.7376 | 17.8113 | 0
|  |  | 16.1057 | 0.24031 | -15.8654 | 0.075547 | 0 | 15.8654 | 58.1585 | 0.24031 | 0 | 0 | 0.075547 | 0 | 16.0302 | 0 | 0.24031
|  |  | 19.9504 | 187.04 | 167.0896 | 58.8008 | 167.0896 | 0 | 208.5392 | 19.9504 | 0 | 38.8504 | 19.9504 | 0 | 0 | 0 | 19.9504
|  |  | 26.3005 | 413.2502 | 386.9497 | 129.9157 | 193.4223 | 0 | 382.6192 | 219.8279 | 193.5274 | 103.6152 | 26.3005 | 0 | 0 | 0 | 219.8279
|  |  | 31.0713 | 613.5873 | 582.516 | 192.8968 | 0 | 0 | 382.6192 | 613.5873 | 582.516 | 161.8255 | 31.0713 | 0 | 0 | 0 | 613.5873
|  |  | 33.2435 | 767.4647 | 734.2212 | 241.2721 | 0 | 0 | 382.6192 | 767.4647 | 734.2212 | 208.0285 | 33.2435 | 0 | 0 | 0 | 767.4647
|  |  | 33.9264 | 867.9136 | 833.9872 | 272.8507 | 0 | 0 | 382.6192 | 867.9136 | 833.9872 | 238.9243 | 33.9264 | 0 | 0 | 0 | 867.9136
|  |  | 35.3688 | 907.0038 | 871.635 | 285.1397 | 0 | 0 | 382.6192 | 907.0038 | 871.635 | 249.7709 | 35.3688 | 0 | 0 | 0 | 907.0038
|  |  | 34.1685 | 885.9368 | 851.7682 | 278.5167 | 0 | 0 | 382.6192 | 885.9368 | 851.7682 | 244.3482 | 34.1685 | 0 | 0 | 0 | 885.9368
|  |  | 35.1159 | 804.7926 | 769.6767 | 253.007 | 0 | 0 | 382.6192 | 804.7926 | 769.6767 | 167.3076 | 35.1159 | 50.5835 | 0 | 45.5252 | 804.7926
|  |  | 40.4938 | 669.8996 | 629.4057 | 210.6 | 0 | 0 | 382.6192 | 669.8996 | 629.4057 | 0 | 40.4938 | 170.1061 | 0 | 198.6207 | 669.8996
|  |  | 46.2897 | 486.304 | 440.0143 | 152.882 | 0 | 0 | 382.6192 | 486.304 | 440.0143 | 0 | 46.2897 | 106.5923 | 0 | 294.5538 | 486.304
|  |  | 46.7678 | 269.626 | 222.8582 | 84.7638 | 0 | 0 | 382.6192 | 269.626 | 222.8582 | 0 | 46.7678 | 37.996 | 0 | 328.7502 | 269.626
|  |  | 41.1187 | 4.8062 | -36.3125 | 1.5109 | 0 | 36.3125 | 342.272 | 4.8062 | 0 | 0 | 1.5109 | 0 | 39.6077 | 284.7416 | 4.8062
|  |  | 30.6708 | 0 | -30.6708 | 0 | 0 | 30.6708 | 308.1934 | 0 | 0 | 0 | 0 | 0 | 30.6708 | 250.663 | 0
|  |  | 23.3615 | 0 | -23.3615 | 0 | 0 | 23.3615 | 282.2361 | 0 | 0 | 0 | 0 | 0 | 23.3615 | 224.7057 | 0
|  |  | 23.6941 | 0 | -23.6941 | 0 | 0 | 23.6941 | 255.9093 | 0 | 0 | 0 | 0 | 0 | 23.6941 | 198.3789 | 0
|  |  | 24.2768 | 0 | -24.2768 | 0 | 0 | 24.2768 | 228.935 | 0 | 0 | 0 | 0 | 0 | 24.2768 | 171.4046 | 0
|  |  | 24.5562 | 0 | -24.5562 | 0 | 0 | 24.5562 | 201.6504 | 0 | 0 | 0 | 0 | 0 | 24.5562 | 144.12 | 0
|  |  | 24.0861 | 0 | -24.0861 | 0 | 0 | 24.0861 | 174.8881 | 0 | 0 | 0 | 0 | 0 | 24.0861 | 117.3577 | 0
|  |  | 22.6294 | 0 | -22.6294 | 0 | 0 | 22.6294 | 149.7443 | 0 | 0 | 0 | 0 | 0 | 22.6294 | 92.2139 | 0
|  |  | 20.8758 | 0 | -20.8758 | 0 | 0 | 20.8758 | 126.5491 | 0 | 0 | 0 | 0 | 0 | 20.8758 | 69.0186 | 0
|  |  | 18.9345 | 0 | -18.9345 | 0 | 0 | 18.9345 | 105.5107 | 0 | 0 | 0 | 0 | 0 | 18.9345 | 47.9803 | 0
|  |  | 15.4144 | 0 | -15.4144 | 0 | 0 | 15.4144 | 88.3836 | 0 | 0 | 0 | 0 | 0 | 15.4144 | 30.8531 | 0
|  |  | 11.7376 | 0 | -11.7376 | 0 | 0 | 11.7376 | 75.3418 | 0 | 0 | 0 | 0 | 0 | 11.7376 | 17.8113 | 0
|  |  | 16.1057 | 0.24031 | -15.8654 | 0.075547 | 0 | 15.8654 | 57.7135 | 0.24031 | 0 | 0 | 0.075547 | 0 | 16.0302 | 0 | 0.24031
|  |  | 19.9504 | 183.3553 | 163.4049 | 57.6424 | 163.4049 | 0 | 204.7779 | 19.9504 | 0 | 37.692 | 19.9504 | 0 | 0 | 0 | 19.9504
|  |  | 26.3005 | 410.4466 | 384.1461 | 129.0343 | 197.6015 | 0 | 382.6192 | 212.8451 | 186.5446 | 102.7338 | 26.3005 | 0 | 0 | 0 | 212.8451
|  |  | 31.0713 | 613.7475 | 582.6762 | 192.9471 | 0 | 0 | 382.6192 | 613.7475 | 582.6762 | 161.8758 | 31.0713 | 0 | 0 | 0 | 613.7475
|  |  | 33.2435 | 770.9893 | 737.7457 | 242.3801 | 0 | 0 | 382.6192 | 770.9893 | 737.7457 | 209.1365 | 33.2435 | 0 | 0 | 0 | 770.9893
|  |  | 33.9264 | 871.9188 | 837.9923 | 274.1098 | 0 | 0 | 382.6192 | 871.9188 | 837.9923 | 240.1834 | 33.9264 | 0 | 0 | 0 | 871.9188
|  |  | 35.3688 | 911.4895 | 876.1208 | 286.5499 | 0 | 0 | 382.6192 | 911.4895 | 876.1208 | 251.1811 | 35.3688 | 0 | 0 | 0 | 911.4895
|  |  | 34.1685 | 889.0608 | 854.8922 | 279.4989 | 0 | 0 | 382.6192 | 889.0608 | 854.8922 | 245.3303 | 34.1685 | 0 | 0 | 0 | 889.0608
|  |  | 35.1159 | 807.1156 | 771.9997 | 253.7373 | 0 | 0 | 382.6192 | 807.1156 | 771.9997 | 135.6288 | 35.1159 | 82.9926 | 0 | 74.6933 | 807.1156
|  |  | 40.4938 | 665.8143 | 625.3205 | 209.3157 | 0 | 0 | 382.6192 | 665.8143 | 625.3205 | 0 | 40.4938 | 168.8218 | 0 | 226.633 | 665.8143
|  |  | 46.2897 | 476.0508 | 429.7612 | 149.6587 | 0 | 0 | 382.6192 | 476.0508 | 429.7612 | 0 | 46.2897 | 103.369 | 0 | 319.6651 | 476.0508
|  |  | 46.7678 | 254.9672 | 208.1994 | 80.1554 | 0 | 0 | 382.6192 | 254.9672 | 208.1994 | 0 | 46.7678 | 33.3876 | 0 | 349.714 | 254.9672
|  |  | 41.1187 | 4.5659 | -36.5528 | 1.4354 | 0 | 36.5528 | 342.005 | 4.5659 | 0 | 0 | 1.4354 | 0 | 39.6833 | 305.6214 | 4.5659
|  |  | 30.6708 | 0 | -30.6708 | 0 | 0 | 30.6708 | 307.9264 | 0 | 0 | 0 | 0 | 0 | 30.6708 | 271.5428 | 0
|  |  | 23.3615 | 0 | -23.3615 | 0 | 0 | 23.3615 | 281.9691 | 0 | 0 | 0 | 0 | 0 | 23.3615 | 245.5855 | 0
|  |  | 23.6941 | 0 | -23.6941 | 0 | 0 | 23.6941 | 255.6423 | 0 | 0 | 0 | 0 | 0 | 23.6941 | 219.2587 | 0
|  |  | 24.2768 | 0 | -24.2768 | 0 | 0 | 24.2768 | 228.668 | 0 | 0 | 0 | 0 | 0 | 24.2768 | 192.2844 | 0
|  |  | 24.5562 | 0 | -24.5562 | 0 | 0 | 24.5562 | 201.3834 | 0 | 0 | 0 | 0 | 0 | 24.5562 | 164.9998 | 0
|  |  | 30.2465 | 0 | -30.2465 | 0 | 0 | 30.2465 | 167.7762 | 0 | 0 | 0 | 0 | 0 | 30.2465 | 131.3927 | 0
|  |  | 28.1491 | 0 | -28.1491 | 0 | 0 | 28.1491 | 136.4994 | 0 | 0 | 0 | 0 | 0 | 28.1491 | 100.1159 | 0
|  |  | 25.2107 | 0 | -25.2107 | 0 | 0 | 25.2107 | 108.4876 | 0 | 0 | 0 | 0 | 0 | 25.2107 | 72.104 | 0
|  |  | 21.4417 | 0 | -21.4417 | 0 | 0 | 21.4417 | 84.6635 | 0 | 0 | 0 | 0 | 0 | 21.4417 | 48.2799 | 0
|  |  | 17.5188 | 0 | -17.5188 | 0 | 0 | 17.5188 | 65.1981 | 0 | 0 | 0 | 0 | 0 | 17.5188 | 28.8145 | 0
|  |  | 14.3414 | 0 | -14.3414 | 0 | 0 | 14.3414 | 49.2633 | 0 | 0 | 0 | 0 | 0 | 14.3414 | 12.8797 | 0
|  |  | 11.6673 | 0.24031 | -11.427 | 0.075547 | 0 | 11.427 | 36.5667 | 0.24031 | 0 | 0 | 0.075547 | 0 | 11.5917 | 0 | 0.24031
|  |  | 9.167 | 185.7583 | 176.5914 | 58.3979 | 176.5914 | 0 | 195.4989 | 9.167 | 0 | 49.2309 | 9.167 | 0 | 0 | 0 | 9.167
|  |  | 7.1962 | 413.4105 | 406.2142 | 129.9661 | 207.9115 | 0 | 382.6192 | 205.499 | 198.3027 | 122.7699 | 7.1962 | 0 | 0 | 0 | 205.499
|  |  | 6.03 | 615.9904 | 609.9604 | 193.6522 | 0 | 0 | 382.6192 | 615.9904 | 609.9604 | 187.6222 | 6.03 | 0 | 0 | 0 | 615.9904
|  |  | 6.0645 | 771.7102 | 765.6457 | 242.6067 | 0 | 0 | 382.6192 | 771.7102 | 765.6457 | 236.5423 | 6.0645 | 0 | 0 | 0 | 771.7102
|  |  | 6.9622 | 868.955 | 861.9928 | 273.1781 | 0 | 0 | 382.6192 | 868.955 | 861.9928 | 266.2159 | 6.9622 | 0 | 0 | 0 | 868.955
|  |  | 9.2104 | 906.4431 | 897.2326 | 284.9634 | 0 | 0 | 382.6192 | 906.4431 | 897.2326 | 275.753 | 9.2104 | 0 | 0 | 0 | 906.4431
|  |  | 12.2202 | 878.327 | 866.1068 | 276.1244 | 0 | 0 | 382.6192 | 878.327 | 866.1068 | 263.9042 | 12.2202 | 0 | 0 | 0 | 878.327
|  |  | 15.3949 | 789.1726 | 773.7777 | 248.0965 | 0 | 0 | 382.6192 | 789.1726 | 773.7777 | 164.7653 | 15.3949 | 67.9363 | 0 | 61.1426 | 789.1726
|  |  | 18.6761 | 645.308 | 626.6319 | 202.869 | 0 | 0 | 382.6192 | 645.308 | 626.6319 | 0 | 18.6761 | 184.1929 | 0 | 226.9162 | 645.308
|  |  | 22.1391 | 457.3869 | 435.2478 | 143.7912 | 0 | 0 | 382.6192 | 457.3869 | 435.2478 | 0 | 22.1391 | 121.6521 | 0 | 336.4031 | 457.3869
|  |  | 26.0591 | 241.5099 | 215.4508 | 75.9248 | 0 | 0 | 382.6192 | 241.5099 | 215.4508 | 0 | 26.0591 | 49.8656 | 0 | 381.2822 | 241.5099
|  |  | 29.8278 | 2.8837 | -26.9441 | 0.90656 | 0 | 26.9441 | 352.6813 | 2.8837 | 0 | 0 | 0.90656 | 0 | 28.9213 | 349.1474 | 2.8837
|  |  | 32.3465 | 0 | -32.3465 | 0 | 0 | 32.3465 | 316.7408 | 0 | 0 | 0 | 0 | 0 | 32.3465 | 313.2069 | 0
|  |  | 33.6507 | 0 | -33.6507 | 0 | 0 | 33.6507 | 279.3511 | 0 | 0 | 0 | 0 | 0 | 33.6507 | 275.8172 | 0
|  |  | 34.0882 | 0 | -34.0882 | 0 | 0 | 34.0882 | 241.4753 | 0 | 0 | 0 | 0 | 0 | 34.0882 | 237.9415 | 0
|  |  | 33.501 | 0 | -33.501 | 0 | 0 | 33.501 | 204.252 | 0 | 0 | 0 | 0 | 0 | 33.501 | 200.7182 | 0
|  |  | 32.1465 | 0 | -32.1465 | 0 | 0 | 32.1465 | 168.5337 | 0 | 0 | 0 | 0 | 0 | 32.1465 | 164.9998 | 0
|  |  | 30.2465 | 0 | -30.2465 | 0 | 0 | 30.2465 | 134.9265 | 0 | 0 | 0 | 0 | 0 | 30.2465 | 131.3927 | 0
|  |  | 28.1491 | 0 | -28.1491 | 0 | 0 | 28.1491 | 103.6497 | 0 | 0 | 0 | 0 | 0 | 28.1491 | 100.1159 | 0
|  |  | 25.2107 | 0 | -25.2107 | 0 | 0 | 25.2107 | 75.6379 | 0 | 0 | 0 | 0 | 0 | 25.2107 | 72.104 | 0
|  |  | 21.4417 | 0 | -21.4417 | 0 | 0 | 21.4417 | 51.8138 | 0 | 0 | 0 | 0 | 0 | 21.4417 | 48.2799 | 0
|  |  | 17.5188 | 0 | -17.5188 | 0 | 0 | 17.5188 | 32.3484 | 0 | 0 | 0 | 0 | 0 | 17.5188 | 28.8145 | 0
|  |  | 14.3414 | 0 | -14.3414 | 0 | 0 | 14.3414 | 16.4136 | 0 | 0 | 0 | 0 | 0 | 14.3414 | 12.8797 | 0
|  |  | 11.6673 | 0.24031 | -11.427 | 0.075547 | 0 | 11.427 | 3.7169 | 0.24031 | 0 | 0 | 0.075547 | 0 | 11.5917 | 0 | 0.24031
|  |  | 9.167 | 150.1927 | 141.0258 | 47.2169 | 141.0258 | 0 | 130.6401 | 9.167 | 0 | 38.0499 | 9.167 | 0 | 0 | 0 | 9.167
|  |  | 7.1962 | 344.2818 | 337.0855 | 108.2337 | 279.9768 | 0 | 382.6192 | 64.305 | 57.1087 | 101.0375 | 7.1962 | 0 | 0 | 0 | 64.305
|  |  | 6.03 | 520.2676 | 514.2376 | 163.5593 | 0 | 0 | 382.6192 | 520.2676 | 514.2376 | 157.5293 | 6.03 | 0 | 0 | 0 | 520.2676
|  |  | 6.0645 | 651.9565 | 645.8921 | 204.9591 | 0 | 0 | 382.6192 | 651.9565 | 645.8921 | 198.8947 | 6.0645 | 0 | 0 | 0 | 651.9565
|  |  | 6.9622 | 739.3487 | 732.3865 | 232.4331 | 0 | 0 | 382.6192 | 739.3487 | 732.3865 | 225.4709 | 6.9622 | 0 | 0 | 0 | 739.3487
|  |  | 9.2104 | 770.4285 | 761.2181 | 242.2038 | 0 | 0 | 382.6192 | 770.4285 | 761.2181 | 232.9934 | 9.2104 | 0 | 0 | 0 | 770.4285
|  |  | 12.2202 | 750.9636 | 738.7433 | 236.0845 | 0 | 0 | 382.6192 | 750.9636 | 738.7433 | 223.8643 | 12.2202 | 0 | 0 | 0 | 750.9636
|  |  | 15.3949 | 670.7807 | 655.3858 | 210.877 | 0 | 0 | 382.6192 | 670.7807 | 655.3858 | 95.2611 | 15.3949 | 100.2209 | 0 | 90.1989 | 670.7807
|  |  | 18.6761 | 560.1587 | 541.4827 | 176.1001 | 0 | 0 | 382.6192 | 560.1587 | 541.4827 | 0 | 18.6761 | 157.4241 | 0 | 231.8805 | 560.1587
|  |  | 22.1391 | 398.1909 | 376.0518 | 125.1814 | 0 | 0 | 382.6192 | 398.1909 | 376.0518 | 0 | 22.1391 | 103.0423 | 0 | 324.6186 | 398.1909
|  |  | 26.0591 | 207.3861 | 181.327 | 65.1971 | 0 | 0 | 382.6192 | 207.3861 | 181.327 | 0 | 26.0591 | 39.138 | 0 | 359.8428 | 207.3861
|  |  | 29.8278 | 4.4858 | -25.3421 | 1.4102 | 0 | 25.3421 | 354.4614 | 4.4858 | 0 | 0 | 1.4102 | 0 | 28.4176 | 328.2676 | 4.4858
|  |  | 32.3465 | 0 | -32.3465 | 0 | 0 | 32.3465 | 318.5209 | 0 | 0 | 0 | 0 | 0 | 32.3465 | 292.3271 | 0
|  |  | 33.6507 | 0 | -33.6507 | 0 | 0 | 33.6507 | 281.1312 | 0 | 0 | 0 | 0 | 0 | 33.6507 | 254.9374 | 0
|  |  | 34.0882 | 0 | -34.0882 | 0 | 0 | 34.0882 | 243.2554 | 0 | 0 | 0 | 0 | 0 | 34.0882 | 217.0616 | 0
|  |  | 33.501 | 0 | -33.501 | 0 | 0 | 33.501 | 206.0321 | 0 | 0 | 0 | 0 | 0 | 33.501 | 179.8383 | 0
|  |  | 32.1465 | 0 | -32.1465 | 0 | 0 | 32.1465 | 170.3138 | 0 | 0 | 0 | 0 | 0 | 32.1465 | 144.12 | 0
|  |  | 24.0861 | 0 | -24.0861 | 0 | 0 | 24.0861 | 143.5515 | 0 | 0 | 0 | 0 | 0 | 24.0861 | 117.3577 | 0
|  |  | 22.6294 | 0 | -22.6294 | 0 | 0 | 22.6294 | 118.4077 | 0 | 0 | 0 | 0 | 0 | 22.6294 | 92.2139 | 0
|  |  | 20.8758 | 0 | -20.8758 | 0 | 0 | 20.8758 | 95.2124 | 0 | 0 | 0 | 0 | 0 | 20.8758 | 69.0186 | 0
|  |  | 18.9345 | 0 | -18.9345 | 0 | 0 | 18.9345 | 74.174 | 0 | 0 | 0 | 0 | 0 | 18.9345 | 47.9803 | 0
|  |  | 15.4144 | 0 | -15.4144 | 0 | 0 | 15.4144 | 57.0469 | 0 | 0 | 0 | 0 | 0 | 15.4144 | 30.8531 | 0
|  |  | 11.7376 | 0 | -11.7376 | 0 | 0 | 11.7376 | 44.0051 | 0 | 0 | 0 | 0 | 0 | 11.7376 | 17.8113 | 0
|  |  | 16.1057 | 0.24031 | -15.8654 | 0.075547 | 0 | 15.8654 | 26.3768 | 0.24031 | 0 | 0 | 0.075547 | 0 | 16.0302 | 0 | 0.24031
|  |  | 19.9504 | 143.8646 | 123.9142 | 45.2275 | 123.9142 | 0 | 137.8996 | 19.9504 | 0 | 25.2771 | 19.9504 | 0 | 0 | 0 | 19.9504
|  |  | 26.3005 | 336.672 | 310.3715 | 105.8414 | 271.9107 | 0 | 382.6192 | 64.7613 | 38.4608 | 79.5409 | 26.3005 | 0 | 0 | 0 | 64.7613
|  |  | 31.0713 | 510.8955 | 479.8242 | 160.613 | 0 | 0 | 382.6192 | 510.8955 | 479.8242 | 129.5417 | 31.0713 | 0 | 0 | 0 | 510.8955
|  |  | 33.2435 | 650.0341 | 616.7905 | 204.3547 | 0 | 0 | 382.6192 | 650.0341 | 616.7905 | 171.1112 | 33.2435 | 0 | 0 | 0 | 650.0341
|  |  | 33.9264 | 742.9533 | 709.0269 | 233.5663 | 0 | 0 | 382.6192 | 742.9533 | 709.0269 | 199.6398 | 33.9264 | 0 | 0 | 0 | 742.9533
|  |  | 35.3688 | 783.7256 | 748.3568 | 246.3841 | 0 | 0 | 382.6192 | 783.7256 | 748.3568 | 211.0153 | 35.3688 | 0 | 0 | 0 | 783.7256
|  |  | 34.1685 | 774.4337 | 740.2651 | 243.4629 | 0 | 0 | 382.6192 | 774.4337 | 740.2651 | 209.2944 | 34.1685 | 0 | 0 | 0 | 774.4337
|  |  | 35.1159 | 701.2998 | 666.1839 | 220.4714 | 0 | 0 | 382.6192 | 701.2998 | 666.1839 | 70.9093 | 35.1159 | 114.4463 | 0 | 103.0016 | 701.2998
|  |  | 40.4938 | 580.7452 | 540.2513 | 182.572 | 0 | 0 | 382.6192 | 580.7452 | 540.2513 | 0 | 40.4938 | 142.0782 | 0 | 230.872 | 580.7452
|  |  | 46.2897 | 414.6921 | 368.4024 | 130.369 | 0 | 0 | 382.6192 | 414.6921 | 368.4024 | 0 | 46.2897 | 84.0793 | 0 | 306.5434 | 414.6921
|  |  | 46.7678 | 225.5694 | 178.8017 | 70.9135 | 0 | 0 | 382.6192 | 225.5694 | 178.8017 | 0 | 46.7678 | 24.1457 | 0 | 328.2745 | 225.5694
|  |  | 41.1187 | 6.0878 | -35.0309 | 1.9139 | 0 | 35.0309 | 343.6961 | 6.0878 | 0 | 0 | 1.9139 | 0 | 39.2048 | 284.7136 | 6.0878
|  |  | 30.6708 | 0 | -30.6708 | 0 | 0 | 30.6708 | 309.6174 | 0 | 0 | 0 | 0 | 0 | 30.6708 | 250.635 | 0
|  |  | 23.3615 | 0 | -23.3615 | 0 | 0 | 23.3615 | 283.6602 | 0 | 0 | 0 | 0 | 0 | 23.3615 | 224.6777 | 0
|  |  | 23.6941 | 0 | -23.6941 | 0 | 0 | 23.6941 | 257.3334 | 0 | 0 | 0 | 0 | 0 | 23.6941 | 198.3509 | 0
|  |  | 24.2768 | 0 | -24.2768 | 0 | 0 | 24.2768 | 230.3591 | 0 | 0 | 0 | 0 | 0 | 24.2768 | 171.3766 | 0
|  |  | 24.5562 | 0 | -24.5562 | 0 | 0 | 24.5562 | 203.0745 | 0 | 0 | 0 | 0 | 0 | 24.5562 | 144.092 | 0
|  |  | 24.0861 | 0 | -24.0861 | 0 | 0 | 24.0861 | 176.3122 | 0 | 0 | 0 | 0 | 0 | 24.0861 | 117.3297 | 0
|  |  | 22.6294 | 0 | -22.6294 | 0 | 0 | 22.6294 | 151.1684 | 0 | 0 | 0 | 0 | 0 | 22.6294 | 92.186 | 0
|  |  | 20.8758 | 0 | -20.8758 | 0 | 0 | 20.8758 | 127.9731 | 0 | 0 | 0 | 0 | 0 | 20.8758 | 68.9907 | 0
|  |  | 18.9345 | 0 | -18.9345 | 0 | 0 | 18.9345 | 106.9348 | 0 | 0 | 0 | 0 | 0 | 18.9345 | 47.9523 | 0
|  |  | 15.4144 | 0 | -15.4144 | 0 | 0 | 15.4144 | 89.8076 | 0 | 0 | 0 | 0 | 0 | 15.4144 | 30.8252 | 0
|  |  | 11.7376 | 0 | -11.7376 | 0 | 0 | 11.7376 | 76.7658 | 0 | 0 | 0 | 0 | 0 | 11.7376 | 17.7834 | 0
|  |  | 16.1057 | 0.32041 | -15.7853 | 0.10073 | 0 | 15.7853 | 59.2265 | 0.32041 | 0 | 0 | 0.10073 | 0 | 16.005 | 0 | 0.32041
|  |  | 19.9504 | 136.8957 | 116.9453 | 43.0366 | 116.9453 | 0 | 164.4773 | 19.9504 | 0 | 23.0863 | 19.9504 | 0 | 0 | 0 | 19.9504
|  |  | 26.3005 | 322.8142 | 296.5137 | 101.4849 | 242.38 | 0 | 382.6192 | 80.4343 | 54.1337 | 75.1843 | 26.3005 | 0 | 0 | 0 | 80.4343
|  |  | 31.0713 | 495.5959 | 464.5246 | 155.8032 | 0 | 0 | 382.6192 | 495.5959 | 464.5246 | 124.7319 | 31.0713 | 0 | 0 | 0 | 495.5959
|  |  | 33.2435 | 608.3005 | 575.057 | 191.2347 | 0 | 0 | 382.6192 | 608.3005 | 575.057 | 157.9912 | 33.2435 | 0 | 0 | 0 | 608.3005
|  |  | 33.9264 | 683.0364 | 649.11 | 214.7299 | 0 | 0 | 382.6192 | 683.0364 | 649.11 | 180.8034 | 33.9264 | 0 | 0 | 0 | 683.0364
|  |  | 35.3688 | 741.3512 | 705.9825 | 233.0626 | 0 | 0 | 382.6192 | 741.3512 | 705.9825 | 197.6938 | 35.3688 | 0 | 0 | 0 | 741.3512
|  |  | 34.1685 | 720.2041 | 686.0356 | 226.4145 | 0 | 0 | 382.6192 | 720.2041 | 686.0356 | 192.2459 | 34.1685 | 0 | 0 | 0 | 720.2041
|  |  | 35.1159 | 657.4035 | 622.2876 | 206.6715 | 0 | 0 | 382.6192 | 657.4035 | 622.2876 | 29.2742 | 35.1159 | 142.2815 | 0 | 128.0533 | 657.4035
|  |  | 40.4938 | 538.4509 | 497.9571 | 169.2757 | 0 | 0 | 382.6192 | 538.4509 | 497.9571 | 0 | 40.4938 | 128.7819 | 0 | 243.957 | 538.4509
|  |  | 46.2897 | 389.6199 | 343.3303 | 122.4869 | 0 | 0 | 382.6192 | 389.6199 | 343.3303 | 0 | 46.2897 | 76.1973 | 0 | 312.5345 | 389.6199
|  |  | 46.7678 | 205.3835 | 158.6158 | 64.5675 | 0 | 0 | 382.6192 | 205.3835 | 158.6158 | 0 | 46.7678 | 17.7998 | 0 | 328.5543 | 205.3835
|  |  | 41.1187 | 5.1266 | -35.9921 | 1.6117 | 0 | 35.9921 | 342.628 | 5.1266 | 0 | 0 | 1.6117 | 0 | 39.507 | 284.6576 | 5.1266
|  |  | 30.6708 | 0 | -30.6708 | 0 | 0 | 30.6708 | 308.5494 | 0 | 0 | 0 | 0 | 0 | 30.6708 | 250.579 | 0
|  |  | 23.3615 | 0 | -23.3615 | 0 | 0 | 23.3615 | 282.5921 | 0 | 0 | 0 | 0 | 0 | 23.3615 | 224.6218 | 0
|  |  | 23.6941 | 0 | -23.6941 | 0 | 0 | 23.6941 | 256.2653 | 0 | 0 | 0 | 0 | 0 | 23.6941 | 198.295 | 0
|  |  | 24.2768 | 0 | -24.2768 | 0 | 0 | 24.2768 | 229.2911 | 0 | 0 | 0 | 0 | 0 | 24.2768 | 171.3207 | 0
|  |  | 24.5562 | 0 | -24.5562 | 0 | 0 | 24.5562 | 202.0064 | 0 | 0 | 0 | 0 | 0 | 24.5562 | 144.0361 | 0
|  |  | 24.0861 | 0 | -24.0861 | 0 | 0 | 24.0861 | 175.2441 | 0 | 0 | 0 | 0 | 0 | 24.0861 | 117.2738 | 0
|  |  | 22.6294 | 0 | -22.6294 | 0 | 0 | 22.6294 | 150.1004 | 0 | 0 | 0 | 0 | 0 | 22.6294 | 92.13 | 0
|  |  | 20.8758 | 0 | -20.8758 | 0 | 0 | 20.8758 | 126.9051 | 0 | 0 | 0 | 0 | 0 | 20.8758 | 68.9347 | 0
|  |  | 18.9345 | 0 | -18.9345 | 0 | 0 | 18.9345 | 105.8667 | 0 | 0 | 0 | 0 | 0 | 18.9345 | 47.8963 | 0
|  |  | 15.4144 | 0 | -15.4144 | 0 | 0 | 15.4144 | 88.7396 | 0 | 0 | 0 | 0 | 0 | 15.4144 | 30.7692 | 0
|  |  | 11.7376 | 0 | -11.7376 | 0 | 0 | 11.7376 | 75.6978 | 0 | 0 | 0 | 0 | 0 | 11.7376 | 17.7274 | 0
|  |  | 16.1057 | 0.48062 | -15.6251 | 0.15109 | 0 | 15.6251 | 58.3365 | 0.48062 | 0 | 0 | 0.15109 | 0 | 15.9547 | 0 | 0.48062
|  |  | 19.9504 | 133.1308 | 113.1804 | 41.8531 | 113.1804 | 0 | 160.1989 | 19.9504 | 0 | 21.9027 | 19.9504 | 0 | 0 | 0 | 19.9504
|  |  | 26.3005 | 310.8789 | 284.5784 | 97.7327 | 247.1337 | 0 | 382.6192 | 63.7452 | 37.4447 | 71.4322 | 26.3005 | 0 | 0 | 0 | 63.7452
|  |  | 31.0713 | 504.4072 | 473.3359 | 158.5732 | 0 | 0 | 382.6192 | 504.4072 | 473.3359 | 127.5019 | 31.0713 | 0 | 0 | 0 | 504.4072
|  |  | 33.2435 | 590.5978 | 557.3543 | 185.6694 | 0 | 0 | 382.6192 | 590.5978 | 557.3543 | 152.4259 | 33.2435 | 0 | 0 | 0 | 590.5978
|  |  | 33.9264 | 643.3855 | 609.4591 | 202.2646 | 0 | 0 | 382.6192 | 643.3855 | 609.4591 | 168.3382 | 33.9264 | 0 | 0 | 0 | 643.3855
|  |  | 35.3688 | 681.9951 | 646.6263 | 214.4025 | 0 | 0 | 382.6192 | 681.9951 | 646.6263 | 179.0337 | 35.3688 | 0 | 0 | 0 | 681.9951
|  |  | 34.1685 | 681.3543 | 647.1857 | 214.201 | 0 | 0 | 382.6192 | 681.3543 | 647.1857 | 101.9726 | 34.1685 | 78.0599 | 0 | 70.2539 | 681.3543
|  |  | 35.1159 | 573.0553 | 537.9394 | 180.1545 | 0 | 0 | 382.6192 | 573.0553 | 537.9394 | 0 | 35.1159 | 145.0386 | 0 | 200.7886 | 573.0553
|  |  | 40.4938 | 453.4618 | 412.968 | 142.5573 | 0 | 0 | 382.6192 | 453.4618 | 412.968 | 0 | 40.4938 | 102.0634 | 0 | 292.6457 | 453.4618
|  |  | 46.2897 | 290.2925 | 244.0028 | 91.2608 | 0 | 0 | 382.6192 | 290.2925 | 244.0028 | 0 | 46.2897 | 44.9711 | 0 | 333.1197 | 290.2925
|  |  | 46.7678 | 136.0145 | 89.2467 | 42.7596 | 0 | 0 | 382.6192 | 136.0145 | 89.2467 | 0 | 42.7596 | 0 | 4.0081 | 328.6662 | 136.0145
|  |  | 41.1187 | 4.8863 | -36.2324 | 1.5361 | 0 | 36.2324 | 342.361 | 4.8863 | 0 | 0 | 1.5361 | 0 | 39.5826 | 284.6856 | 4.8863
|  |  | 30.6708 | 0 | -30.6708 | 0 | 0 | 30.6708 | 308.2824 | 0 | 0 | 0 | 0 | 0 | 30.6708 | 250.607 | 0
|  |  | 23.3615 | 0 | -23.3615 | 0 | 0 | 23.3615 | 282.3251 | 0 | 0 | 0 | 0 | 0 | 23.3615 | 224.6498 | 0
|  |  | 23.6941 | 0 | -23.6941 | 0 | 0 | 23.6941 | 255.9983 | 0 | 0 | 0 | 0 | 0 | 23.6941 | 198.3229 | 0
|  |  | 24.2768 | 0 | -24.2768 | 0 | 0 | 24.2768 | 229.0241 | 0 | 0 | 0 | 0 | 0 | 24.2768 | 171.3487 | 0
|  |  | 24.5562 | 0 | -24.5562 | 0 | 0 | 24.5562 | 201.7394 | 0 | 0 | 0 | 0 | 0 | 24.5562 | 144.0641 | 0
|  |  | 24.0861 | 0 | -24.0861 | 0 | 0 | 24.0861 | 174.9771 | 0 | 0 | 0 | 0 | 0 | 24.0861 | 117.3017 | 0
|  |  | 22.6294 | 0 | -22.6294 | 0 | 0 | 22.6294 | 149.8334 | 0 | 0 | 0 | 0 | 0 | 22.6294 | 92.158 | 0
|  |  | 20.8758 | 0 | -20.8758 | 0 | 0 | 20.8758 | 126.6381 | 0 | 0 | 0 | 0 | 0 | 20.8758 | 68.9627 | 0
|  |  | 18.9345 | 0 | -18.9345 | 0 | 0 | 18.9345 | 105.5997 | 0 | 0 | 0 | 0 | 0 | 18.9345 | 47.9243 | 0
|  |  | 15.4144 | 0 | -15.4144 | 0 | 0 | 15.4144 | 88.4726 | 0 | 0 | 0 | 0 | 0 | 15.4144 | 30.7972 | 0
|  |  | 11.7376 | 0 | -11.7376 | 0 | 0 | 11.7376 | 75.4308 | 0 | 0 | 0 | 0 | 0 | 11.7376 | 17.7554 | 0
|  |  | 16.1057 | 0.40051 | -15.7052 | 0.12591 | 0 | 15.7052 | 57.9805 | 0.40051 | 0 | 0 | 0.12591 | 0 | 15.9798 | 0 | 0.40051
|  |  | 19.9504 | 97.5652 | 77.6148 | 30.6721 | 77.6148 | 0 | 127.8338 | 19.9504 | 0 | 10.7217 | 19.9504 | 0 | 0 | 0 | 19.9504
|  |  | 26.3005 | 215.877 | 189.5765 | 67.8664 | 189.5765 | 0 | 298.4526 | 26.3005 | 0 | 41.5659 | 26.3005 | 0 | 0 | 0 | 26.3005
|  |  | 31.0713 | 331.6255 | 300.5542 | 104.2549 | 93.5184 | 0 | 382.6192 | 238.1071 | 207.0358 | 73.1836 | 31.0713 | 0 | 0 | 0 | 238.1071
|  |  | 33.2435 | 414.1314 | 380.8878 | 130.1927 | 0 | 0 | 382.6192 | 414.1314 | 380.8878 | 96.9492 | 33.2435 | 0 | 0 | 0 | 414.1314
|  |  | 33.9264 | 428.7101 | 394.7837 | 134.7759 | 0 | 0 | 382.6192 | 428.7101 | 394.7837 | 100.8495 | 33.9264 | 0 | 0 | 0 | 428.7101
|  |  | 35.3688 | 475.0095 | 439.6407 | 149.3313 | 0 | 0 | 382.6192 | 475.0095 | 439.6407 | 8.2007 | 35.3688 | 105.7618 | 0 | 95.1857 | 475.0095
|  |  | 34.1685 | 426.6274 | 392.4589 | 134.1212 | 0 | 0 | 382.6192 | 426.6274 | 392.4589 | 0 | 34.1685 | 99.9526 | 0 | 185.143 | 426.6274
|  |  | 35.1159 | 396.7491 | 361.6332 | 124.7282 | 0 | 0 | 382.6192 | 396.7491 | 361.6332 | 0 | 35.1159 | 89.6123 | 0 | 265.7941 | 396.7491
|  |  | 40.4938 | 355.8967 | 315.4028 | 111.8852 | 0 | 0 | 382.6192 | 355.8967 | 315.4028 | 0 | 40.4938 | 71.3913 | 0 | 330.0463 | 355.8967
|  |  | 46.2897 | 201.6187 | 155.329 | 63.384 | 0 | 0 | 382.6192 | 201.6187 | 155.329 | 0 | 46.2897 | 17.0943 | 0 | 345.4311 | 201.6187
|  |  | 46.7678 | 103.0122 | 56.2444 | 32.3845 | 0 | 0 | 382.6192 | 103.0122 | 56.2444 | 0 | 32.3845 | 0 | 14.3833 | 329.4497 | 103.0122
|  |  | 41.1187 | 2.6434 | -38.4753 | 0.83102 | 0 | 38.4753 | 339.8689 | 2.6434 | 0 | 0 | 0.83102 | 0 | 40.2877 | 284.6856 | 2.6434
|  |  | 30.6708 | 0 | -30.6708 | 0 | 0 | 30.6708 | 305.7903 | 0 | 0 | 0 | 0 | 0 | 30.6708 | 250.607 | 0
|  |  | 23.3615 | 0 | -23.3615 | 0 | 0 | 23.3615 | 279.833 | 0 | 0 | 0 | 0 | 0 | 23.3615 | 224.6498 | 0
|  |  | 23.6941 | 0 | -23.6941 | 0 | 0 | 23.6941 | 253.5062 | 0 | 0 | 0 | 0 | 0 | 23.6941 | 198.3229 | 0
|  |  | 24.2768 | 0 | -24.2768 | 0 | 0 | 24.2768 | 226.532 | 0 | 0 | 0 | 0 | 0 | 24.2768 | 171.3487 | 0
|  |  | 24.5562 | 0 | -24.5562 | 0 | 0 | 24.5562 | 199.2473 | 0 | 0 | 0 | 0 | 0 | 24.5562 | 144.0641 | 0
|  |  | 24.0861 | 0 | -24.0861 | 0 | 0 | 24.0861 | 172.485 | 0 | 0 | 0 | 0 | 0 | 24.0861 | 117.3017 | 0
|  |  | 22.6294 | 0 | -22.6294 | 0 | 0 | 22.6294 | 147.3413 | 0 | 0 | 0 | 0 | 0 | 22.6294 | 92.158 | 0
|  |  | 20.8758 | 0 | -20.8758 | 0 | 0 | 20.8758 | 124.146 | 0 | 0 | 0 | 0 | 0 | 20.8758 | 68.9627 | 0
|  |  | 18.9345 | 0 | -18.9345 | 0 | 0 | 18.9345 | 103.1076 | 0 | 0 | 0 | 0 | 0 | 18.9345 | 47.9243 | 0
|  |  | 15.4144 | 0 | -15.4144 | 0 | 0 | 15.4144 | 85.9805 | 0 | 0 | 0 | 0 | 0 | 15.4144 | 30.7972 | 0
|  |  | 11.7376 | 0 | -11.7376 | 0 | 0 | 11.7376 | 72.9387 | 0 | 0 | 0 | 0 | 0 | 11.7376 | 17.7554 | 0
|  |  | 16.1057 | 0.40051 | -15.7052 | 0.12591 | 0 | 15.7052 | 55.4884 | 0.40051 | 0 | 0 | 0.12591 | 0 | 15.9798 | 0 | 0.40051
|  |  | 19.9504 | 160.7663 | 140.8159 | 50.541 | 140.8159 | 0 | 182.2227 | 19.9504 | 0 | 30.5906 | 19.9504 | 0 | 0 | 0 | 19.9504
|  |  | 26.3005 | 357.2584 | 330.9579 | 112.3133 | 222.6628 | 0 | 382.6192 | 134.5956 | 108.2951 | 86.0127 | 26.3005 | 0 | 0 | 0 | 134.5956
|  |  | 31.0713 | 534.6861 | 503.6148 | 168.0922 | 0 | 0 | 382.6192 | 534.6861 | 503.6148 | 137.0209 | 31.0713 | 0 | 0 | 0 | 534.6861
|  |  | 33.2435 | 675.4266 | 642.1831 | 212.3375 | 0 | 0 | 382.6192 | 675.4266 | 642.1831 | 179.094 | 33.2435 | 0 | 0 | 0 | 675.4266
|  |  | 33.9264 | 764.9816 | 731.0551 | 240.4914 | 0 | 0 | 382.6192 | 764.9816 | 731.0551 | 206.565 | 33.9264 | 0 | 0 | 0 | 764.9816
|  |  | 35.3688 | 800.7074 | 765.3386 | 251.7227 | 0 | 0 | 382.6192 | 800.7074 | 765.3386 | 216.354 | 35.3688 | 0 | 0 | 0 | 800.7074
|  |  | 34.1685 | 786.0486 | 751.88 | 247.1144 | 0 | 0 | 382.6192 | 786.0486 | 751.88 | 212.9458 | 34.1685 | 0 | 0 | 0 | 786.0486
|  |  | 35.1159 | 711.1525 | 676.0366 | 223.5689 | 0 | 0 | 382.6192 | 711.1525 | 676.0366 | 52.7372 | 35.1159 | 135.7157 | 0 | 122.1441 | 711.1525
|  |  | 40.4938 | 585.4712 | 544.9774 | 184.0578 | 0 | 0 | 382.6192 | 585.4712 | 544.9774 | 0 | 40.4938 | 143.5639 | 0 | 251.3517 | 585.4712
|  |  | 46.2897 | 418.7773 | 372.4877 | 131.6533 | 0 | 0 | 382.6192 | 418.7773 | 372.4877 | 0 | 46.2897 | 85.3636 | 0 | 328.179 | 418.7773
|  |  | 46.7678 | 223.8873 | 177.1195 | 70.3847 | 0 | 0 | 382.6192 | 223.8873 | 177.1195 | 0 | 46.7678 | 23.6169 | 0 | 349.4341 | 223.8873
|  |  | 41.1187 | 5.2067 | -35.912 | 1.6369 | 0 | 35.912 | 342.717 | 5.2067 | 0 | 0 | 1.6369 | 0 | 39.4818 | 305.5654 | 5.2067
|  |  | 30.6708 | 0 | -30.6708 | 0 | 0 | 30.6708 | 308.6384 | 0 | 0 | 0 | 0 | 0 | 30.6708 | 271.4868 | 0
|  |  | 23.3615 | 0 | -23.3615 | 0 | 0 | 23.3615 | 282.6811 | 0 | 0 | 0 | 0 | 0 | 23.3615 | 245.5296 | 0
|  |  | 23.6941 | 0 | -23.6941 | 0 | 0 | 23.6941 | 256.3543 | 0 | 0 | 0 | 0 | 0 | 23.6941 | 219.2028 | 0
|  |  | 24.2768 | 0 | -24.2768 | 0 | 0 | 24.2768 | 229.3801 | 0 | 0 | 0 | 0 | 0 | 24.2768 | 192.2285 | 0
|  |  | 24.5562 | 0 | -24.5562 | 0 | 0 | 24.5562 | 202.0954 | 0 | 0 | 0 | 0 | 0 | 24.5562 | 164.9439 | 0
|  |  | 30.2465 | 0 | -30.2465 | 0 | 0 | 30.2465 | 168.4883 | 0 | 0 | 0 | 0 | 0 | 30.2465 | 131.3367 | 0
|  |  | 28.1491 | 0 | -28.1491 | 0 | 0 | 28.1491 | 137.2115 | 0 | 0 | 0 | 0 | 0 | 28.1491 | 100.0599 | 0
|  |  | 25.2107 | 0 | -25.2107 | 0 | 0 | 25.2107 | 109.1996 | 0 | 0 | 0 | 0 | 0 | 25.2107 | 72.048 | 0
|  |  | 21.4417 | 0 | -21.4417 | 0 | 0 | 21.4417 | 85.3755 | 0 | 0 | 0 | 0 | 0 | 21.4417 | 48.224 | 0
|  |  | 17.5188 | 0 | -17.5188 | 0 | 0 | 17.5188 | 65.9102 | 0 | 0 | 0 | 0 | 0 | 17.5188 | 28.7586 | 0
|  |  | 14.3414 | 0 | -14.3414 | 0 | 0 | 14.3414 | 49.9753 | 0 | 0 | 0 | 0 | 0 | 14.3414 | 12.8237 | 0
|  |  | 11.6673 | 0.40051 | -11.2667 | 0.12591 | 0 | 11.2667 | 37.4567 | 0.40051 | 0 | 0 | 0.12591 | 0 | 11.5414 | 0 | 0.40051
|  |  | 9.167 | 145.1462 | 135.9793 | 45.6304 | 135.9793 | 0 | 159.838 | 9.167 | 0 | 36.4635 | 9.167 | 0 | 0 | 0 | 9.167
|  |  | 7.1962 | 315.605 | 308.4087 | 99.2184 | 247.5347 | 0 | 382.6192 | 68.0703 | 60.8741 | 92.0222 | 7.1962 | 0 | 0 | 0 | 68.0703
|  |  | 6.03 | 484.7019 | 478.6719 | 152.3784 | 0 | 0 | 382.6192 | 484.7019 | 478.6719 | 146.3484 | 6.03 | 0 | 0 | 0 | 484.7019
|  |  | 6.0645 | 593.2412 | 587.1767 | 186.5005 | 0 | 0 | 382.6192 | 593.2412 | 587.1767 | 180.436 | 6.0645 | 0 | 0 | 0 | 593.2412
|  |  | 6.9622 | 704.3437 | 697.3816 | 221.4284 | 0 | 0 | 382.6192 | 704.3437 | 697.3816 | 214.4662 | 6.9622 | 0 | 0 | 0 | 704.3437
|  |  | 9.2104 | 747.5993 | 738.3888 | 235.0268 | 0 | 0 | 382.6192 | 747.5993 | 738.3888 | 225.8164 | 9.2104 | 0 | 0 | 0 | 747.5993
|  |  | 12.2202 | 717.3204 | 705.1002 | 225.5079 | 0 | 0 | 382.6192 | 717.3204 | 705.1002 | 213.2877 | 12.2202 | 0 | 0 | 0 | 717.3204
|  |  | 15.3949 | 624.0808 | 608.6858 | 196.1957 | 0 | 0 | 382.6192 | 624.0808 | 608.6858 | 4.6898 | 15.3949 | 176.1109 | 0 | 158.4998 | 624.0808
|  |  | 18.6761 | 494.7949 | 476.1188 | 155.5514 | 0 | 0 | 382.6192 | 494.7949 | 476.1188 | 0 | 18.6761 | 136.8753 | 0 | 281.6876 | 494.7949
|  |  | 22.1391 | 343.0802 | 320.9411 | 107.856 | 0 | 0 | 382.6192 | 343.0802 | 320.9411 | 0 | 22.1391 | 85.7169 | 0 | 358.8327 | 343.0802
|  |  | 26.0591 | 161.2469 | 135.1878 | 50.6921 | 0 | 0 | 382.6192 | 161.2469 | 135.1878 | 0 | 26.0591 | 24.6329 | 0 | 381.0024 | 161.2469
|  |  | 29.8278 | 3.2842 | -26.5436 | 1.0325 | 0 | 26.5436 | 353.1263 | 3.2842 | 0 | 0 | 1.0325 | 0 | 28.7954 | 349.0075 | 3.2842
|  |  | 32.3465 | 0 | -32.3465 | 0 | 0 | 32.3465 | 317.1858 | 0 | 0 | 0 | 0 | 0 | 32.3465 | 313.067 | 0
|  |  | 33.6507 | 0 | -33.6507 | 0 | 0 | 33.6507 | 279.7961 | 0 | 0 | 0 | 0 | 0 | 33.6507 | 275.6773 | 0
|  |  | 34.0882 | 0 | -34.0882 | 0 | 0 | 34.0882 | 241.9204 | 0 | 0 | 0 | 0 | 0 | 34.0882 | 237.8016 | 0
|  |  | 33.501 | 0 | -33.501 | 0 | 0 | 33.501 | 204.6971 | 0 | 0 | 0 | 0 | 0 | 33.501 | 200.5783 | 0
|  |  | 32.1465 | 0 | -32.1465 | 0 | 0 | 32.1465 | 168.9787 | 0 | 0 | 0 | 0 | 0 | 32.1465 | 164.8599 | 0
|  |  | 30.2465 | 0 | -30.2465 | 0 | 0 | 30.2465 | 135.3716 | 0 | 0 | 0 | 0 | 0 | 30.2465 | 131.2528 | 0
|  |  | 28.1491 | 0 | -28.1491 | 0 | 0 | 28.1491 | 104.0948 | 0 | 0 | 0 | 0 | 0 | 28.1491 | 99.976 | 0
|  |  | 25.2107 | 0 | -25.2107 | 0 | 0 | 25.2107 | 76.0829 | 0 | 0 | 0 | 0 | 0 | 25.2107 | 71.9641 | 0
|  |  | 21.4417 | 0 | -21.4417 | 0 | 0 | 21.4417 | 52.2588 | 0 | 0 | 0 | 0 | 0 | 21.4417 | 48.14 | 0
|  |  | 17.5188 | 0 | -17.5188 | 0 | 0 | 17.5188 | 32.7934 | 0 | 0 | 0 | 0 | 0 | 17.5188 | 28.6746 | 0
|  |  | 14.3414 | 0 | -14.3414 | 0 | 0 | 14.3414 | 16.8586 | 0 | 0 | 0 | 0 | 0 | 14.3414 | 12.7398 | 0
|  |  | 11.6673 | 0.64082 | -11.0264 | 0.20146 | 0 | 11.0264 | 4.607 | 0.64082 | 0 | 0 | 0.20146 | 0 | 11.4658 | 0 | 0.64082
|  |  | 9.167 | 158.7637 | 149.5968 | 49.9114 | 149.5968 | 0 | 139.2441 | 9.167 | 0 | 40.7444 | 9.167 | 0 | 0 | 0 | 9.167
|  |  | 7.1962 | 344.5221 | 337.3258 | 108.3093 | 270.4169 | 0 | 382.6192 | 74.1052 | 66.909 | 101.1131 | 7.1962 | 0 | 0 | 0 | 74.1052
|  |  | 6.03 | 494.7148 | 488.6848 | 155.5262 | 0 | 0 | 382.6192 | 494.7148 | 488.6848 | 149.4962 | 6.03 | 0 | 0 | 0 | 494.7148
|  |  | 6.0645 | 611.4245 | 605.3601 | 192.2168 | 0 | 0 | 382.6192 | 611.4245 | 605.3601 | 186.1524 | 6.0645 | 0 | 0 | 0 | 611.4245
|  |  | 6.9622 | 681.3543 | 674.3921 | 214.201 | 0 | 0 | 382.6192 | 681.3543 | 674.3921 | 207.2388 | 6.9622 | 0 | 0 | 0 | 681.3543
|  |  | 9.2104 | 686.2405 | 677.0301 | 215.7372 | 0 | 0 | 382.6192 | 686.2405 | 677.0301 | 206.5267 | 9.2104 | 0 | 0 | 0 | 686.2405
|  |  | 12.2202 | 623.6802 | 611.46 | 196.0697 | 0 | 0 | 382.6192 | 623.6802 | 611.46 | 165.6579 | 12.2202 | 18.1916 | 0 | 16.3724 | 623.6802
|  |  | 15.3949 | 563.6032 | 548.2082 | 177.183 | 0 | 0 | 382.6192 | 563.6032 | 548.2082 | 0 | 15.3949 | 161.7881 | 0 | 161.9817 | 563.6032
|  |  | 18.6761 | 419.5784 | 400.9023 | 131.9051 | 0 | 0 | 382.6192 | 419.5784 | 400.9023 | 0 | 18.6761 | 113.229 | 0 | 263.8878 | 419.5784
|  |  | 22.1391 | 315.7652 | 293.626 | 99.2688 | 0 | 0 | 382.6192 | 315.7652 | 293.626 | 0 | 22.1391 | 77.1297 | 0 | 333.3045 | 315.7652
|  |  | 26.0591 | 175.1047 | 149.0455 | 55.0486 | 0 | 0 | 382.6192 | 175.1047 | 149.0455 | 0 | 26.0591 | 28.9895 | 0 | 359.3951 | 175.1047
|  |  | 29.8278 | 5.2067 | -24.6212 | 1.6369 | 0 | 24.6212 | 355.2624 | 5.2067 | 0 | 0 | 1.6369 | 0 | 28.191 | 328.0718 | 5.2067
|  |  | 32.3465 | 0 | -32.3465 | 0 | 0 | 32.3465 | 319.3219 | 0 | 0 | 0 | 0 | 0 | 32.3465 | 292.1312 | 0
|  |  | 33.6507 | 0 | -33.6507 | 0 | 0 | 33.6507 | 281.9322 | 0 | 0 | 0 | 0 | 0 | 33.6507 | 254.7416 | 0
|  |  | 34.0882 | 0 | -34.0882 | 0 | 0 | 34.0882 | 244.0564 | 0 | 0 | 0 | 0 | 0 | 34.0882 | 216.8658 | 0
|  |  | 33.501 | 0 | -33.501 | 0 | 0 | 33.501 | 206.8331 | 0 | 0 | 0 | 0 | 0 | 33.501 | 179.6425 | 0
|  |  | 32.1465 | 0 | -32.1465 | 0 | 0 | 32.1465 | 171.1148 | 0 | 0 | 0 | 0 | 0 | 32.1465 | 143.9242 | 0
|  |  | 24.0861 | 0 | -24.0861 | 0 | 0 | 24.0861 | 144.3525 | 0 | 0 | 0 | 0 | 0 | 24.0861 | 117.1618 | 0
|  |  | 22.6294 | 0 | -22.6294 | 0 | 0 | 22.6294 | 119.2087 | 0 | 0 | 0 | 0 | 0 | 22.6294 | 92.0181 | 0
|  |  | 20.8758 | 0 | -20.8758 | 0 | 0 | 20.8758 | 96.0134 | 0 | 0 | 0 | 0 | 0 | 20.8758 | 68.8228 | 0
|  |  | 18.9345 | 0 | -18.9345 | 0 | 0 | 18.9345 | 74.9751 | 0 | 0 | 0 | 0 | 0 | 18.9345 | 47.7844 | 0
|  |  | 15.4144 | 0 | -15.4144 | 0 | 0 | 15.4144 | 57.8479 | 0 | 0 | 0 | 0 | 0 | 15.4144 | 30.6573 | 0
|  |  | 11.7376 | 0 | -11.7376 | 0 | 0 | 11.7376 | 44.8061 | 0 | 0 | 0 | 0 | 0 | 11.7376 | 17.6155 | 0
|  |  | 16.1057 | 0.80103 | -15.3047 | 0.25182 | 0 | 15.3047 | 27.8009 | 0.80103 | 0 | 0 | 0.25182 | 0 | 15.8539 | 0 | 0.80103
|  |  | 19.9504 | 163.5699 | 143.6195 | 51.4224 | 143.6195 | 0 | 157.0584 | 19.9504 | 0 | 31.472 | 19.9504 | 0 | 0 | 0 | 19.9504
|  |  | 26.3005 | 370.6356 | 344.335 | 116.5187 | 250.6231 | 0 | 382.6192 | 120.0124 | 93.7119 | 90.2182 | 26.3005 | 0 | 0 | 0 | 120.0124
|  |  | 31.0713 | 558.8771 | 527.8058 | 175.6972 | 0 | 0 | 382.6192 | 558.8771 | 527.8058 | 144.6259 | 31.0713 | 0 | 0 | 0 | 558.8771
|  |  | 33.2435 | 705.0647 | 671.8211 | 221.655 | 0 | 0 | 382.6192 | 705.0647 | 671.8211 | 188.4115 | 33.2435 | 0 | 0 | 0 | 705.0647
|  |  | 33.9264 | 795.741 | 761.8146 | 250.1614 | 0 | 0 | 382.6192 | 795.741 | 761.8146 | 216.235 | 33.9264 | 0 | 0 | 0 | 795.741
|  |  | 35.3688 | 832.9888 | 797.62 | 261.8712 | 0 | 0 | 382.6192 | 832.9888 | 797.62 | 226.5024 | 35.3688 | 0 | 0 | 0 | 832.9888
|  |  | 34.1685 | 815.206 | 781.0375 | 256.2807 | 0 | 0 | 382.6192 | 815.206 | 781.0375 | 222.1122 | 34.1685 | 0 | 0 | 0 | 815.206
|  |  | 35.1159 | 739.9094 | 704.7935 | 232.6093 | 0 | 0 | 382.6192 | 739.9094 | 704.7935 | 98.8825 | 35.1159 | 98.6109 | 0 | 88.7498 | 739.9094
|  |  | 40.4938 | 610.7036 | 570.2098 | 191.9902 | 0 | 0 | 382.6192 | 610.7036 | 570.2098 | 0 | 40.4938 | 151.4964 | 0 | 225.0966 | 610.7036
|  |  | 46.2897 | 434.077 | 387.7873 | 136.4631 | 0 | 0 | 382.6192 | 434.077 | 387.7873 | 0 | 46.2897 | 90.1735 | 0 | 306.2527 | 434.077
|  |  | 46.7678 | 227.0914 | 180.3236 | 71.392 | 0 | 0 | 382.6192 | 227.0914 | 180.3236 | 0 | 46.7678 | 24.6242 | 0 | 328.4144 | 227.0914
|  |  | 41.1187 | 5.2067 | -35.912 | 1.6369 | 0 | 35.912 | 342.717 | 5.2067 | 0 | 0 | 1.6369 | 0 | 39.4818 | 284.5457 | 5.2067
|  |  | 30.6708 | 0 | -30.6708 | 0 | 0 | 30.6708 | 308.6384 | 0 | 0 | 0 | 0 | 0 | 30.6708 | 250.4671 | 0
|  |  | 23.3615 | 0 | -23.3615 | 0 | 0 | 23.3615 | 282.6811 | 0 | 0 | 0 | 0 | 0 | 23.3615 | 224.5098 | 0
|  |  | 23.6941 | 0 | -23.6941 | 0 | 0 | 23.6941 | 256.3543 | 0 | 0 | 0 | 0 | 0 | 23.6941 | 198.183 | 0
|  |  | 24.2768 | 0 | -24.2768 | 0 | 0 | 24.2768 | 229.3801 | 0 | 0 | 0 | 0 | 0 | 24.2768 | 171.2088 | 0
|  |  | 24.5562 | 0 | -24.5562 | 0 | 0 | 24.5562 | 202.0954 | 0 | 0 | 0 | 0 | 0 | 24.5562 | 143.9242 | 0
|  |  | 24.0861 | 0 | -24.0861 | 0 | 0 | 24.0861 | 175.3331 | 0 | 0 | 0 | 0 | 0 | 24.0861 | 117.1618 | 0
|  |  | 22.6294 | 0 | -22.6294 | 0 | 0 | 22.6294 | 150.1894 | 0 | 0 | 0 | 0 | 0 | 22.6294 | 92.0181 | 0
|  |  | 20.8758 | 0 | -20.8758 | 0 | 0 | 20.8758 | 126.9941 | 0 | 0 | 0 | 0 | 0 | 20.8758 | 68.8228 | 0
|  |  | 18.9345 | 0 | -18.9345 | 0 | 0 | 18.9345 | 105.9557 | 0 | 0 | 0 | 0 | 0 | 18.9345 | 47.7844 | 0
|  |  | 15.4144 | 0 | -15.4144 | 0 | 0 | 15.4144 | 88.8286 | 0 | 0 | 0 | 0 | 0 | 15.4144 | 30.6573 | 0
|  |  | 11.7376 | 0 | -11.7376 | 0 | 0 | 11.7376 | 75.7868 | 0 | 0 | 0 | 0 | 0 | 11.7376 | 17.6155 | 0
|  |  | 16.1057 | 0.80103 | -15.3047 | 0.25182 | 0 | 15.3047 | 58.7815 | 0.80103 | 0 | 0 | 0.25182 | 0 | 15.8539 | 0 | 0.80103
|  |  | 19.9504 | 181.7532 | 161.8028 | 57.1387 | 161.8028 | 0 | 204.4041 | 19.9504 | 0 | 37.1884 | 19.9504 | 0 | 0 | 0 | 19.9504
|  |  | 26.3005 | 404.2787 | 377.9782 | 127.0953 | 198.0169 | 0 | 382.6192 | 206.2619 | 179.9614 | 100.7948 | 26.3005 | 0 | 0 | 0 | 206.2619
|  |  | 31.0713 | 602.6132 | 571.5419 | 189.4468 | 0 | 0 | 382.6192 | 602.6132 | 571.5419 | 158.3755 | 31.0713 | 0 | 0 | 0 | 602.6132
|  |  | 33.2435 | 753.7672 | 720.5236 | 236.9659 | 0 | 0 | 382.6192 | 753.7672 | 720.5236 | 203.7223 | 33.2435 | 0 | 0 | 0 | 753.7672
|  |  | 33.9264 | 849.4099 | 815.4835 | 267.0336 | 0 | 0 | 382.6192 | 849.4099 | 815.4835 | 233.1072 | 33.9264 | 0 | 0 | 0 | 849.4099
|  |  | 35.3688 | 885.2158 | 849.8471 | 278.2901 | 0 | 0 | 382.6192 | 885.2158 | 849.8471 | 242.9213 | 35.3688 | 0 | 0 | 0 | 885.2158
|  |  | 34.1685 | 860.384 | 826.2154 | 270.4836 | 0 | 0 | 382.6192 | 860.384 | 826.2154 | 236.315 | 34.1685 | 0 | 0 | 0 | 860.384
|  |  | 35.1159 | 776.997 | 741.8811 | 244.2688 | 0 | 0 | 382.6192 | 776.997 | 741.8811 | 123.6371 | 35.1159 | 85.5158 | 0 | 76.9642 | 776.997
|  |  | 40.4938 | 636.1763 | 595.6824 | 199.9982 | 0 | 0 | 382.6192 | 636.1763 | 595.6824 | 0 | 40.4938 | 159.5044 | 0 | 220.5181 | 636.1763
|  |  | 46.2897 | 447.7745 | 401.4849 | 140.7693 | 0 | 0 | 382.6192 | 447.7745 | 401.4849 | 0 | 46.2897 | 94.4796 | 0 | 305.5498 | 447.7745
|  |  | 46.7678 | 231.2567 | 184.489 | 72.7014 | 0 | 0 | 382.6192 | 231.2567 | 184.489 | 0 | 46.7678 | 25.9337 | 0 | 328.8901 | 231.2567
|  |  | 41.1187 | 3.8449 | -37.2738 | 1.2088 | 0 | 37.2738 | 341.204 | 3.8449 | 0 | 0 | 1.2088 | 0 | 39.9099 | 284.5457 | 3.8449
|  |  | 30.6708 | 0 | -30.6708 | 0 | 0 | 30.6708 | 307.1254 | 0 | 0 | 0 | 0 | 0 | 30.6708 | 250.4671 | 0
|  |  | 23.3615 | 0 | -23.3615 | 0 | 0 | 23.3615 | 281.1681 | 0 | 0 | 0 | 0 | 0 | 23.3615 | 224.5098 | 0
|  |  | 23.6941 | 0 | -23.6941 | 0 | 0 | 23.6941 | 254.8413 | 0 | 0 | 0 | 0 | 0 | 23.6941 | 198.183 | 0
|  |  | 24.2768 | 0 | -24.2768 | 0 | 0 | 24.2768 | 227.867 | 0 | 0 | 0 | 0 | 0 | 24.2768 | 171.2088 | 0
|  |  | 24.5562 | 0 | -24.5562 | 0 | 0 | 24.5562 | 200.5824 | 0 | 0 | 0 | 0 | 0 | 24.5562 | 143.9242 | 0
|  |  | 24.0861 | 0 | -24.0861 | 0 | 0 | 24.0861 | 173.8201 | 0 | 0 | 0 | 0 | 0 | 24.0861 | 117.1618 | 0
|  |  | 22.6294 | 0 | -22.6294 | 0 | 0 | 22.6294 | 148.6763 | 0 | 0 | 0 | 0 | 0 | 22.6294 | 92.0181 | 0
|  |  | 20.8758 | 0 | -20.8758 | 0 | 0 | 20.8758 | 125.481 | 0 | 0 | 0 | 0 | 0 | 20.8758 | 68.8228 | 0
|  |  | 18.9345 | 0 | -18.9345 | 0 | 0 | 18.9345 | 104.4427 | 0 | 0 | 0 | 0 | 0 | 18.9345 | 47.7844 | 0
|  |  | 15.4144 | 0 | -15.4144 | 0 | 0 | 15.4144 | 87.3155 | 0 | 0 | 0 | 0 | 0 | 15.4144 | 30.6573 | 0
|  |  | 11.7376 | 0 | -11.7376 | 0 | 0 | 11.7376 | 74.2737 | 0 | 0 | 0 | 0 | 0 | 11.7376 | 17.6155 | 0
|  |  | 16.1057 | 0.80103 | -15.3047 | 0.25182 | 0 | 15.3047 | 57.2685 | 0.80103 | 0 | 0 | 0.25182 | 0 | 15.8539 | 0 | 0.80103
|  |  | 19.9504 | 179.5904 | 159.6401 | 56.4588 | 159.6401 | 0 | 200.9445 | 19.9504 | 0 | 36.5084 | 19.9504 | 0 | 0 | 0 | 19.9504
|  |  | 26.3005 | 401.6353 | 375.3348 | 126.2643 | 201.8608 | 0 | 382.6192 | 199.7745 | 173.474 | 99.9638 | 26.3005 | 0 | 0 | 0 | 199.7745
|  |  | 31.0713 | 602.6933 | 571.622 | 189.472 | 0 | 0 | 382.6192 | 602.6933 | 571.622 | 158.4007 | 31.0713 | 0 | 0 | 0 | 602.6933
|  |  | 33.2435 | 755.2891 | 722.0456 | 237.4443 | 0 | 0 | 382.6192 | 755.2891 | 722.0456 | 204.2008 | 33.2435 | 0 | 0 | 0 | 755.2891
|  |  | 33.9264 | 852.8543 | 818.9279 | 268.1164 | 0 | 0 | 382.6192 | 852.8543 | 818.9279 | 234.19 | 33.9264 | 0 | 0 | 0 | 852.8543
|  |  | 35.3688 | 887.8592 | 852.4904 | 279.1211 | 0 | 0 | 382.6192 | 887.8592 | 852.4904 | 243.7523 | 35.3688 | 0 | 0 | 0 | 887.8592
|  |  | 34.1685 | 863.1075 | 828.9389 | 271.3398 | 0 | 0 | 382.6192 | 863.1075 | 828.9389 | 237.1712 | 34.1685 | 0 | 0 | 0 | 863.1075
|  |  | 35.1159 | 777.1572 | 742.0413 | 244.3191 | 0 | 0 | 382.6192 | 777.1572 | 742.0413 | 122.5912 | 35.1159 | 86.612 | 0 | 77.9508 | 777.1572
|  |  | 40.4938 | 635.936 | 595.4421 | 199.9226 | 0 | 0 | 382.6192 | 635.936 | 595.4421 | 0 | 40.4938 | 159.4288 | 0 | 221.4367 | 635.936
|  |  | 46.2897 | 446.4929 | 400.2032 | 140.3664 | 0 | 0 | 382.6192 | 446.4929 | 400.2032 | 0 | 46.2897 | 94.0767 | 0 | 306.1058 | 446.4929
|  |  | 46.7678 | 229.094 | 182.3262 | 72.0215 | 0 | 0 | 382.6192 | 229.094 | 182.3262 | 0 | 46.7678 | 25.2537 | 0 | 328.8341 | 229.094
|  |  | 41.1187 | 3.925 | -37.1936 | 1.2339 | 0 | 37.1936 | 341.293 | 3.925 | 0 | 0 | 1.2339 | 0 | 39.8847 | 284.5177 | 3.925
|  |  | 30.6708 | 0 | -30.6708 | 0 | 0 | 30.6708 | 307.2144 | 0 | 0 | 0 | 0 | 0 | 30.6708 | 250.4391 | 0
|  |  | 23.3615 | 0 | -23.3615 | 0 | 0 | 23.3615 | 281.2571 | 0 | 0 | 0 | 0 | 0 | 23.3615 | 224.4819 | 0
|  |  | 23.6941 | 0 | -23.6941 | 0 | 0 | 23.6941 | 254.9303 | 0 | 0 | 0 | 0 | 0 | 23.6941 | 198.1551 | 0
|  |  | 24.2768 | 0 | -24.2768 | 0 | 0 | 24.2768 | 227.956 | 0 | 0 | 0 | 0 | 0 | 24.2768 | 171.1808 | 0
|  |  | 24.5562 | 0 | -24.5562 | 0 | 0 | 24.5562 | 200.6714 | 0 | 0 | 0 | 0 | 0 | 24.5562 | 143.8962 | 0
|  |  | 24.0861 | 0 | -24.0861 | 0 | 0 | 24.0861 | 173.9091 | 0 | 0 | 0 | 0 | 0 | 24.0861 | 117.1339 | 0
|  |  | 22.6294 | 0 | -22.6294 | 0 | 0 | 22.6294 | 148.7653 | 0 | 0 | 0 | 0 | 0 | 22.6294 | 91.9901 | 0
|  |  | 20.8758 | 0 | -20.8758 | 0 | 0 | 20.8758 | 125.57 | 0 | 0 | 0 | 0 | 0 | 20.8758 | 68.7948 | 0
|  |  | 18.9345 | 0 | -18.9345 | 0 | 0 | 18.9345 | 104.5317 | 0 | 0 | 0 | 0 | 0 | 18.9345 | 47.7564 | 0
|  |  | 15.4144 | 0 | -15.4144 | 0 | 0 | 15.4144 | 87.4045 | 0 | 0 | 0 | 0 | 0 | 15.4144 | 30.6293 | 0
|  |  | 11.7376 | 0 | -11.7376 | 0 | 0 | 11.7376 | 74.3627 | 0 | 0 | 0 | 0 | 0 | 11.7376 | 17.5875 | 0
|  |  | 16.1057 | 0.88113 | -15.2246 | 0.27701 | 0 | 15.2246 | 57.4465 | 0.88113 | 0 | 0 | 0.27701 | 0 | 15.8287 | 0 | 0.88113
|  |  | 19.9504 | 173.6628 | 153.7125 | 54.5953 | 153.7125 | 0 | 195.7877 | 19.9504 | 0 | 34.645 | 19.9504 | 0 | 0 | 0 | 19.9504
|  |  | 26.3005 | 373.279 | 346.9784 | 117.3497 | 207.5906 | 0 | 382.6192 | 165.6883 | 139.3878 | 91.0492 | 26.3005 | 0 | 0 | 0 | 165.6883
|  |  | 31.0713 | 550.3061 | 519.2348 | 173.0027 | 0 | 0 | 382.6192 | 550.3061 | 519.2348 | 141.9314 | 31.0713 | 0 | 0 | 0 | 550.3061
|  |  | 33.2435 | 686.9614 | 653.7179 | 215.9638 | 0 | 0 | 382.6192 | 686.9614 | 653.7179 | 182.7203 | 33.2435 | 0 | 0 | 0 | 686.9614
|  |  | 33.9264 | 775.1546 | 741.2282 | 243.6896 | 0 | 0 | 382.6192 | 775.1546 | 741.2282 | 209.7631 | 33.9264 | 0 | 0 | 0 | 775.1546
|  |  | 35.3688 | 811.0407 | 775.6719 | 254.9713 | 0 | 0 | 382.6192 | 811.0407 | 775.6719 | 219.6025 | 35.3688 | 0 | 0 | 0 | 811.0407
|  |  | 34.1685 | 787.8909 | 753.7224 | 247.6936 | 0 | 0 | 382.6192 | 787.8909 | 753.7224 | 213.525 | 34.1685 | 0 | 0 | 0 | 787.8909
|  |  | 35.1159 | 716.3592 | 681.2433 | 225.2057 | 0 | 0 | 382.6192 | 716.3592 | 681.2433 | 83.8751 | 35.1159 | 106.2147 | 0 | 95.5933 | 716.3592
|  |  | 40.4938 | 591.6391 | 551.1453 | 185.9968 | 0 | 0 | 382.6192 | 591.6391 | 551.1453 | 0 | 40.4938 | 145.503 | 0 | 226.5459 | 591.6391
|  |  | 46.2897 | 425.7463 | 379.4566 | 133.8442 | 0 | 0 | 382.6192 | 425.7463 | 379.4566 | 0 | 46.2897 | 87.5545 | 0 | 305.345 | 425.7463
|  |  | 46.7678 | 229.0138 | 182.2461 | 71.9963 | 0 | 0 | 382.6192 | 229.0138 | 182.2461 | 0 | 46.7678 | 25.2286 | 0 | 328.0507 | 229.0138
|  |  | 41.1187 | 5.6072 | -35.5115 | 1.7628 | 0 | 35.5115 | 343.162 | 5.6072 | 0 | 0 | 1.7628 | 0 | 39.3559 | 284.3219 | 5.6072
|  |  | 30.6708 | 0 | -30.6708 | 0 | 0 | 30.6708 | 309.0834 | 0 | 0 | 0 | 0 | 0 | 30.6708 | 250.2433 | 0
|  |  | 23.3615 | 0 | -23.3615 | 0 | 0 | 23.3615 | 283.1262 | 0 | 0 | 0 | 0 | 0 | 23.3615 | 224.286 | 0
|  |  | 23.6941 | 0 | -23.6941 | 0 | 0 | 23.6941 | 256.7994 | 0 | 0 | 0 | 0 | 0 | 23.6941 | 197.9592 | 0
|  |  | 24.2768 | 0 | -24.2768 | 0 | 0 | 24.2768 | 229.8251 | 0 | 0 | 0 | 0 | 0 | 24.2768 | 170.9849 | 0
|  |  | 24.5562 | 0 | -24.5562 | 0 | 0 | 24.5562 | 202.5405 | 0 | 0 | 0 | 0 | 0 | 24.5562 | 143.7003 | 0
|  |  | 24.0861 | 0 | -24.0861 | 0 | 0 | 24.0861 | 175.7781 | 0 | 0 | 0 | 0 | 0 | 24.0861 | 116.938 | 0
|  |  | 22.6294 | 0 | -22.6294 | 0 | 0 | 22.6294 | 150.6344 | 0 | 0 | 0 | 0 | 0 | 22.6294 | 91.7942 | 0
|  |  | 20.8758 | 0 | -20.8758 | 0 | 0 | 20.8758 | 127.4391 | 0 | 0 | 0 | 0 | 0 | 20.8758 | 68.5989 | 0
|  |  | 18.9345 | 0 | -18.9345 | 0 | 0 | 18.9345 | 106.4007 | 0 | 0 | 0 | 0 | 0 | 18.9345 | 47.5606 | 0
|  |  | 15.4144 | 0 | -15.4144 | 0 | 0 | 15.4144 | 89.2736 | 0 | 0 | 0 | 0 | 0 | 15.4144 | 30.4334 | 0
|  |  | 11.7376 | 0 | -11.7376 | 0 | 0 | 11.7376 | 76.2318 | 0 | 0 | 0 | 0 | 0 | 11.7376 | 17.3916 | 0
|  |  | 16.1057 | 1.4419 | -14.6639 | 0.45328 | 0 | 14.6639 | 59.9386 | 1.4419 | 0 | 0 | 0.45328 | 0 | 15.6525 | 0 | 1.4419
|  |  | 19.9504 | 209.4688 | 189.5184 | 65.8518 | 189.5184 | 0 | 230.5051 | 19.9504 | 0 | 45.9015 | 19.9504 | 0 | 0 | 0 | 19.9504
|  |  | 26.3005 | 466.5186 | 440.2181 | 146.662 | 169.0157 | 0 | 382.6192 | 297.5029 | 271.2024 | 120.3615 | 26.3005 | 0 | 0 | 0 | 297.5029
|  |  | 31.0713 | 694.1707 | 663.0994 | 218.2302 | 0 | 0 | 382.6192 | 694.1707 | 663.0994 | 187.1589 | 31.0713 | 0 | 0 | 0 | 694.1707
|  |  | 33.2435 | 855.9783 | 822.7348 | 269.0985 | 0 | 0 | 382.6192 | 855.9783 | 822.7348 | 235.855 | 33.2435 | 0 | 0 | 0 | 855.9783
|  |  | 33.9264 | 566.2466 | 532.3201 | 178.014 | 0 | 0 | 382.6192 | 566.2466 | 532.3201 | 127.4096 | 33.9264 | 16.6779 | 0 | 15.0101 | 566.2466
|  |  | 35.3688 | 533.7248 | 498.356 | 167.79 | 0 | 0 | 382.6192 | 533.7248 | 498.356 | 0 | 35.3688 | 132.4212 | 0 | 134.1892 | 533.7248
|  |  | 34.1685 | 509.6139 | 475.4453 | 160.2101 | 0 | 0 | 382.6192 | 509.6139 | 475.4453 | 0 | 34.1685 | 126.0415 | 0 | 247.6266 | 509.6139
|  |  | 35.1159 | 365.2687 | 330.1528 | 114.8315 | 0 | 0 | 382.6192 | 365.2687 | 330.1528 | 0 | 35.1159 | 79.7156 | 0 | 319.3706 | 365.2687
|  |  | 40.4938 | 257.3702 | 216.8764 | 80.9109 | 0 | 0 | 382.6192 | 257.3702 | 216.8764 | 0 | 40.4938 | 40.417 | 0 | 355.746 | 257.3702
|  |  | 46.2897 | 189.9237 | 143.634 | 59.7073 | 0 | 0 | 382.6192 | 189.9237 | 143.634 | 0 | 46.2897 | 13.4177 | 0 | 367.8219 | 189.9237
|  |  | 46.7678 | 97.8055 | 51.0377 | 30.7476 | 0 | 0 | 382.6192 | 97.8055 | 51.0377 | 0 | 30.7476 | 0 | 16.0201 | 350.0217 | 97.8055
|  |  | 41.1187 | 3.124 | -37.9947 | 0.98211 | 0 | 37.9947 | 340.4029 | 3.124 | 0 | 0 | 0.98211 | 0 | 40.1366 | 305.4255 | 3.124
|  |  | 30.6708 | 0 | -30.6708 | 0 | 0 | 30.6708 | 306.3243 | 0 | 0 | 0 | 0 | 0 | 30.6708 | 271.3469 | 0
|  |  | 23.3615 | 0 | -23.3615 | 0 | 0 | 23.3615 | 280.3671 | 0 | 0 | 0 | 0 | 0 | 23.3615 | 245.3897 | 0
|  |  | 23.6941 | 0 | -23.6941 | 0 | 0 | 23.6941 | 254.0403 | 0 | 0 | 0 | 0 | 0 | 23.6941 | 219.0629 | 0
|  |  | 24.2768 | 0 | -24.2768 | 0 | 0 | 24.2768 | 227.066 | 0 | 0 | 0 | 0 | 0 | 24.2768 | 192.0886 | 0
|  |  | 24.5562 | 0 | -24.5562 | 0 | 0 | 24.5562 | 199.7814 | 0 | 0 | 0 | 0 | 0 | 24.5562 | 164.804 | 0
|  |  | 30.2465 | 0 | -30.2465 | 0 | 0 | 30.2465 | 166.1742 | 0 | 0 | 0 | 0 | 0 | 30.2465 | 131.1968 | 0
|  |  | 28.1491 | 0 | -28.1491 | 0 | 0 | 28.1491 | 134.8974 | 0 | 0 | 0 | 0 | 0 | 28.1491 | 99.92 | 0
|  |  | 25.2107 | 0 | -25.2107 | 0 | 0 | 25.2107 | 106.8855 | 0 | 0 | 0 | 0 | 0 | 25.2107 | 71.9081 | 0
|  |  | 21.4417 | 0 | -21.4417 | 0 | 0 | 21.4417 | 83.0614 | 0 | 0 | 0 | 0 | 0 | 21.4417 | 48.0841 | 0
|  |  | 17.5188 | 0 | -17.5188 | 0 | 0 | 17.5188 | 63.5961 | 0 | 0 | 0 | 0 | 0 | 17.5188 | 28.6187 | 0
|  |  | 14.3414 | 0 | -14.3414 | 0 | 0 | 14.3414 | 47.6612 | 0 | 0 | 0 | 0 | 0 | 14.3414 | 12.6838 | 0
|  |  | 11.6673 | 0.80103 | -10.8662 | 0.25182 | 0 | 10.8662 | 35.5876 | 0.80103 | 0 | 0 | 0.25182 | 0 | 11.4154 | 0 | 0.80103
|  |  | 9.167 | 47.8214 | 38.6544 | 15.0339 | 38.6544 | 0 | 70.3766 | 9.167 | 0 | 5.8669 | 9.167 | 0 | 0 | 0 | 9.167
|  |  | 7.1962 | 29.7982 | 22.602 | 9.3678 | 22.602 | 0 | 90.7184 | 7.1962 | 0 | 2.1716 | 7.1962 | 0 | 0 | 0 | 7.1962
|  |  | 6.03 | 46.2193 | 40.1893 | 14.5302 | 40.1893 | 0 | 126.8888 | 6.03 | 0 | 8.5002 | 6.03 | 0 | 0 | 0 | 6.03
|  |  | 6.0645 | 59.196 | 53.1315 | 18.6098 | 53.1315 | 0 | 174.7071 | 6.0645 | 0 | 12.5453 | 6.0645 | 0 | 0 | 0 | 6.0645
|  |  | 6.9622 | 390.1806 | 383.2184 | 122.6632 | 231.0135 | 0 | 382.6192 | 159.1672 | 152.205 | 115.701 | 6.9622 | 0 | 0 | 0 | 159.1672
|  |  | 9.2104 | 164.6913 | 155.4809 | 51.7749 | 0 | 0 | 382.6192 | 164.6913 | 155.4809 | 42.5645 | 9.2104 | 0 | 0 | 0 | 164.6913
|  |  | 12.2202 | 101.6504 | 89.4302 | 31.9564 | 0 | 0 | 382.6192 | 101.6504 | 89.4302 | 19.7362 | 12.2202 | 0 | 0 | 0 | 101.6504
|  |  | 15.3949 | 717.9612 | 702.5663 | 225.7094 | 0 | 0 | 382.6192 | 717.9612 | 702.5663 | 111.2332 | 15.3949 | 99.0812 | 0 | 89.1731 | 717.9612
|  |  | 18.6761 | 732.3797 | 713.7036 | 230.2422 | 0 | 0 | 382.6192 | 732.3797 | 713.7036 | 0 | 18.6761 | 211.5661 | 0 | 279.5826 | 732.3797
|  |  | 22.1391 | 366.5503 | 344.4112 | 115.2344 | 0 | 0 | 382.6192 | 366.5503 | 344.4112 | 0 | 22.1391 | 93.0953 | 0 | 363.3684 | 366.5503
|  |  | 26.0591 | 136.415 | 110.3559 | 42.8855 | 0 | 0 | 382.6192 | 136.415 | 110.3559 | 0 | 26.0591 | 16.8264 | 0 | 378.5121 | 136.415
|  |  | 29.8278 | 9.6123 | -20.2155 | 3.0219 | 0 | 20.2155 | 360.1576 | 9.6123 | 0 | 0 | 3.0219 | 0 | 26.806 | 348.7277 | 9.6123
|  |  | 32.3465 | 0 | -32.3465 | 0 | 0 | 32.3465 | 324.2171 | 0 | 0 | 0 | 0 | 0 | 32.3465 | 312.7872 | 0
|  |  | 33.6507 | 0 | -33.6507 | 0 | 0 | 33.6507 | 286.8274 | 0 | 0 | 0 | 0 | 0 | 33.6507 | 275.3975 | 0
|  |  | 34.0882 | 0 | -34.0882 | 0 | 0 | 34.0882 | 248.9516 | 0 | 0 | 0 | 0 | 0 | 34.0882 | 237.5218 | 0
|  |  | 33.501 | 0 | -33.501 | 0 | 0 | 33.501 | 211.7283 | 0 | 0 | 0 | 0 | 0 | 33.501 | 200.2985 | 0
|  |  | 32.1465 | 0 | -32.1465 | 0 | 0 | 32.1465 | 176.01 | 0 | 0 | 0 | 0 | 0 | 32.1465 | 164.5801 | 0
|  |  | 30.2465 | 0 | -30.2465 | 0 | 0 | 30.2465 | 142.4028 | 0 | 0 | 0 | 0 | 0 | 30.2465 | 130.973 | 0
|  |  | 28.1491 | 0 | -28.1491 | 0 | 0 | 28.1491 | 111.126 | 0 | 0 | 0 | 0 | 0 | 28.1491 | 99.6962 | 0
|  |  | 25.2107 | 0 | -25.2107 | 0 | 0 | 25.2107 | 83.1141 | 0 | 0 | 0 | 0 | 0 | 25.2107 | 71.6843 | 0
|  |  | 21.4417 | 0 | -21.4417 | 0 | 0 | 21.4417 | 59.2901 | 0 | 0 | 0 | 0 | 0 | 21.4417 | 47.8602 | 0
|  |  | 17.5188 | 0 | -17.5188 | 0 | 0 | 17.5188 | 39.8247 | 0 | 0 | 0 | 0 | 0 | 17.5188 | 28.3948 | 0
|  |  | 14.3414 | 0 | -14.3414 | 0 | 0 | 14.3414 | 23.8898 | 0 | 0 | 0 | 0 | 0 | 14.3414 | 12.46 | 0
|  |  | 11.6673 | 1.4419 | -10.2254 | 0.45328 | 0 | 10.2254 | 12.5283 | 1.4419 | 0 | 0 | 0.45328 | 0 | 11.214 | 0 | 1.4419
|  |  | 9.167 | 143.9447 | 134.7777 | 45.2527 | 134.7777 | 0 | 133.8282 | 9.167 | 0 | 36.0857 | 9.167 | 0 | 0 | 0 | 9.167
|  |  | 7.1962 | 311.5197 | 304.3235 | 97.9341 | 276.4345 | 0 | 382.6192 | 35.0852 | 27.889 | 90.7379 | 7.1962 | 0 | 0 | 0 | 35.0852
|  |  | 6.03 | 455.3843 | 449.3543 | 143.1616 | 0 | 0 | 382.6192 | 455.3843 | 449.3543 | 137.1316 | 6.03 | 0 | 0 | 0 | 455.3843
|  |  | 6.0645 | 584.1896 | 578.1251 | 183.6548 | 0 | 0 | 382.6192 | 584.1896 | 578.1251 | 177.5904 | 6.0645 | 0 | 0 | 0 | 584.1896
|  |  | 6.9622 | 673.5843 | 666.6221 | 211.7583 | 0 | 0 | 382.6192 | 673.5843 | 666.6221 | 204.7961 | 6.9622 | 0 | 0 | 0 | 673.5843
|  |  | 9.2104 | 714.7571 | 705.5467 | 224.7021 | 0 | 0 | 382.6192 | 714.7571 | 705.5467 | 215.4916 | 9.2104 | 0 | 0 | 0 | 714.7571
|  |  | 12.2202 | 689.2043 | 676.9841 | 216.6689 | 0 | 0 | 382.6192 | 689.2043 | 676.9841 | 204.4487 | 12.2202 | 0 | 0 | 0 | 689.2043
|  |  | 15.3949 | 625.5226 | 610.1277 | 196.6489 | 0 | 0 | 382.6192 | 625.5226 | 610.1277 | 45.7967 | 15.3949 | 135.4573 | 0 | 121.9115 | 625.5226
|  |  | 18.6761 | 510.1746 | 491.4985 | 160.3864 | 0 | 0 | 382.6192 | 510.1746 | 491.4985 | 0 | 18.6761 | 141.7103 | 0 | 249.4508 | 510.1746
|  |  | 22.1391 | 363.987 | 341.8479 | 114.4286 | 0 | 0 | 382.6192 | 363.987 | 341.8479 | 0 | 22.1391 | 92.2895 | 0 | 332.5113 | 363.987
|  |  | 26.0591 | 177.9083 | 151.8491 | 55.93 | 0 | 0 | 382.6192 | 177.9083 | 151.8491 | 0 | 26.0591 | 29.8709 | 0 | 359.3951 | 177.9083
|  |  | 29.8278 | 4.8062 | -25.0217 | 1.5109 | 0 | 25.0217 | 354.8174 | 4.8062 | 0 | 0 | 1.5109 | 0 | 28.3169 | 327.9319 | 4.8062
|  |  | 32.3465 | 0 | -32.3465 | 0 | 0 | 32.3465 | 318.8769 | 0 | 0 | 0 | 0 | 0 | 32.3465 | 291.9913 | 0
|  |  | 33.6507 | 0 | -33.6507 | 0 | 0 | 33.6507 | 281.4872 | 0 | 0 | 0 | 0 | 0 | 33.6507 | 254.6017 | 0
|  |  | 34.0882 | 0 | -34.0882 | 0 | 0 | 34.0882 | 243.6114 | 0 | 0 | 0 | 0 | 0 | 34.0882 | 216.7259 | 0
|  |  | 33.501 | 0 | -33.501 | 0 | 0 | 33.501 | 206.3881 | 0 | 0 | 0 | 0 | 0 | 33.501 | 179.5026 | 0
|  |  | 32.1465 | 0 | -32.1465 | 0 | 0 | 32.1465 | 170.6698 | 0 | 0 | 0 | 0 | 0 | 32.1465 | 143.7842 | 0
|  |  | 24.0861 | 0 | -24.0861 | 0 | 0 | 24.0861 | 143.9075 | 0 | 0 | 0 | 0 | 0 | 24.0861 | 117.0219 | 0
|  |  | 22.6294 | 0 | -22.6294 | 0 | 0 | 22.6294 | 118.7637 | 0 | 0 | 0 | 0 | 0 | 22.6294 | 91.8782 | 0
|  |  | 20.8758 | 0 | -20.8758 | 0 | 0 | 20.8758 | 95.5684 | 0 | 0 | 0 | 0 | 0 | 20.8758 | 68.6829 | 0
|  |  | 18.9345 | 0 | -18.9345 | 0 | 0 | 18.9345 | 74.5301 | 0 | 0 | 0 | 0 | 0 | 18.9345 | 47.6445 | 0
|  |  | 15.4144 | 0 | -15.4144 | 0 | 0 | 15.4144 | 57.4029 | 0 | 0 | 0 | 0 | 0 | 15.4144 | 30.5174 | 0
|  |  | 11.7376 | 0 | -11.7376 | 0 | 0 | 11.7376 | 44.3611 | 0 | 0 | 0 | 0 | 0 | 11.7376 | 17.4756 | 0
|  |  | 16.1057 | 1.2015 | -14.9042 | 0.37774 | 0 | 14.9042 | 27.8009 | 1.2015 | 0 | 0 | 0.37774 | 0 | 15.728 | 0 | 1.2015
|  |  | 19.9504 | 129.2859 | 109.3355 | 40.6443 | 109.3355 | 0 | 126.2028 | 19.9504 | 0 | 20.6939 | 19.9504 | 0 | 0 | 0 | 19.9504
|  |  | 26.3005 | 298.3028 | 272.0022 | 93.7791 | 272.0022 | 0 | 371.0048 | 26.3005 | 0 | 67.4785 | 26.3005 | 0 | 0 | 0 | 26.3005
|  |  | 31.0713 | 454.0226 | 422.9513 | 142.7335 | 12.9049 | 0 | 382.6192 | 441.1177 | 410.0464 | 111.6623 | 31.0713 | 0 | 0 | 0 | 441.1177
|  |  | 33.2435 | 588.1947 | 554.9512 | 184.914 | 0 | 0 | 382.6192 | 588.1947 | 554.9512 | 151.6704 | 33.2435 | 0 | 0 | 0 | 588.1947
|  |  | 33.9264 | 676.7083 | 642.7819 | 212.7405 | 0 | 0 | 382.6192 | 676.7083 | 642.7819 | 178.814 | 33.9264 | 0 | 0 | 0 | 676.7083
|  |  | 35.3688 | 706.1861 | 670.8173 | 222.0076 | 0 | 0 | 382.6192 | 706.1861 | 670.8173 | 186.6388 | 35.3688 | 0 | 0 | 0 | 706.1861
|  |  | 34.1685 | 703.783 | 669.6145 | 221.2521 | 0 | 0 | 382.6192 | 703.783 | 669.6145 | 170.0517 | 34.1685 | 17.0318 | 0 | 15.3286 | 703.783
|  |  | 35.1159 | 620.5562 | 585.4403 | 195.0876 | 0 | 0 | 382.6192 | 620.5562 | 585.4403 | 0 | 35.1159 | 159.9717 | 0 | 159.3032 | 620.5562
|  |  | 40.4938 | 506.57 | 466.0761 | 159.2532 | 0 | 0 | 382.6192 | 506.57 | 466.0761 | 0 | 40.4938 | 118.7593 | 0 | 266.1866 | 506.57
|  |  | 46.2897 | 343.0001 | 296.7104 | 107.8308 | 0 | 0 | 382.6192 | 343.0001 | 296.7104 | 0 | 46.2897 | 61.5411 | 0 | 321.5736 | 343.0001
|  |  | 46.7678 | 172.9419 | 126.1741 | 54.3687 | 0 | 0 | 382.6192 | 172.9419 | 126.1741 | 0 | 46.7678 | 7.6009 | 0 | 328.4144 | 172.9419
|  |  | 41.1187 | 4.646 | -36.4727 | 1.4606 | 0 | 36.4727 | 342.094 | 4.646 | 0 | 0 | 1.4606 | 0 | 39.6581 | 284.3499 | 4.646
|  |  | 30.6708 | 0 | -30.6708 | 0 | 0 | 30.6708 | 308.0154 | 0 | 0 | 0 | 0 | 0 | 30.6708 | 250.2712 | 0
|  |  | 23.3615 | 0 | -23.3615 | 0 | 0 | 23.3615 | 282.0581 | 0 | 0 | 0 | 0 | 0 | 23.3615 | 224.314 | 0
|  |  | 23.6941 | 0 | -23.6941 | 0 | 0 | 23.6941 | 255.7313 | 0 | 0 | 0 | 0 | 0 | 23.6941 | 197.9872 | 0
|  |  | 24.2768 | 0 | -24.2768 | 0 | 0 | 24.2768 | 228.757 | 0 | 0 | 0 | 0 | 0 | 24.2768 | 171.0129 | 0
|  |  | 24.5562 | 0 | -24.5562 | 0 | 0 | 24.5562 | 201.4724 | 0 | 0 | 0 | 0 | 0 | 24.5562 | 143.7283 | 0
|  |  | 24.0861 | 0 | -24.0861 | 0 | 0 | 24.0861 | 174.7101 | 0 | 0 | 0 | 0 | 0 | 24.0861 | 116.966 | 0
|  |  | 22.6294 | 0 | -22.6294 | 0 | 0 | 22.6294 | 149.5663 | 0 | 0 | 0 | 0 | 0 | 22.6294 | 91.8222 | 0
|  |  | 20.8758 | 0 | -20.8758 | 0 | 0 | 20.8758 | 126.371 | 0 | 0 | 0 | 0 | 0 | 20.8758 | 68.6269 | 0
|  |  | 18.9345 | 0 | -18.9345 | 0 | 0 | 18.9345 | 105.3327 | 0 | 0 | 0 | 0 | 0 | 18.9345 | 47.5886 | 0
|  |  | 15.4144 | 0 | -15.4144 | 0 | 0 | 15.4144 | 88.2056 | 0 | 0 | 0 | 0 | 0 | 15.4144 | 30.4614 | 0
|  |  | 11.7376 | 0 | -11.7376 | 0 | 0 | 11.7376 | 75.1637 | 0 | 0 | 0 | 0 | 0 | 11.7376 | 17.4196 | 0
|  |  | 16.1057 | 1.3617 | -14.744 | 0.4281 | 0 | 14.744 | 58.7815 | 1.3617 | 0 | 0 | 0.4281 | 0 | 15.6777 | 0 | 1.3617
|  |  | 19.9504 | 190.7247 | 170.7743 | 59.9592 | 170.7743 | 0 | 212.4784 | 19.9504 | 0 | 40.0088 | 19.9504 | 0 | 0 | 0 | 19.9504
|  |  | 26.3005 | 420.6197 | 394.3192 | 132.2325 | 189.0453 | 0 | 382.6192 | 231.5744 | 205.2738 | 105.932 | 26.3005 | 0 | 0 | 0 | 231.5744
|  |  | 31.0713 | 625.3624 | 594.2911 | 196.5986 | 0 | 0 | 382.6192 | 625.3624 | 594.2911 | 165.5273 | 31.0713 | 0 | 0 | 0 | 625.3624
|  |  | 33.2435 | 780.4414 | 747.1979 | 245.3516 | 0 | 0 | 382.6192 | 780.4414 | 747.1979 | 212.1081 | 33.2435 | 0 | 0 | 0 | 780.4414
|  |  | 33.9264 | 878.0867 | 844.1602 | 276.0489 | 0 | 0 | 382.6192 | 878.0867 | 844.1602 | 242.1224 | 33.9264 | 0 | 0 | 0 | 878.0867
|  |  | 35.3688 | 913.3319 | 877.9631 | 287.1291 | 0 | 0 | 382.6192 | 913.3319 | 877.9631 | 251.7603 | 35.3688 | 0 | 0 | 0 | 913.3319
|  |  | 34.1685 | 882.252 | 848.0835 | 277.3584 | 0 | 0 | 382.6192 | 882.252 | 848.0835 | 243.1898 | 34.1685 | 0 | 0 | 0 | 882.252
|  |  | 35.1159 | 791.7359 | 756.62 | 248.9023 | 0 | 0 | 382.6192 | 791.7359 | 756.62 | 123.8964 | 35.1159 | 89.89 | 0 | 80.901 | 791.7359
|  |  | 40.4938 | 639.7008 | 599.207 | 201.1062 | 0 | 0 | 382.6192 | 639.7008 | 599.207 | 0 | 40.4938 | 160.6124 | 0 | 225.4522 | 639.7008
|  |  | 46.2897 | 442.2475 | 395.9578 | 139.0317 | 0 | 0 | 382.6192 | 442.2475 | 395.9578 | 0 | 46.2897 | 92.7421 | 0 | 308.92 | 442.2475
|  |  | 46.7678 | 219.6418 | 172.8741 | 69.05 | 0 | 0 | 382.6192 | 219.6418 | 172.8741 | 0 | 46.7678 | 22.2822 | 0 | 328.974 | 219.6418
|  |  | 41.1187 | 3.2041 | -37.9146 | 1.0073 | 0 | 37.9146 | 340.4919 | 3.2041 | 0 | 0 | 1.0073 | 0 | 40.1114 | 284.4058 | 3.2041
|  |  | 30.6708 | 0 | -30.6708 | 0 | 0 | 30.6708 | 306.4133 | 0 | 0 | 0 | 0 | 0 | 30.6708 | 250.3272 | 0
|  |  | 23.3615 | 0 | -23.3615 | 0 | 0 | 23.3615 | 280.4561 | 0 | 0 | 0 | 0 | 0 | 23.3615 | 224.3699 | 0
|  |  | 23.6941 | 0 | -23.6941 | 0 | 0 | 23.6941 | 254.1293 | 0 | 0 | 0 | 0 | 0 | 23.6941 | 198.0431 | 0
|  |  | 24.2768 | 0 | -24.2768 | 0 | 0 | 24.2768 | 227.155 | 0 | 0 | 0 | 0 | 0 | 24.2768 | 171.0689 | 0
|  |  | 24.5562 | 0 | -24.5562 | 0 | 0 | 24.5562 | 199.8704 | 0 | 0 | 0 | 0 | 0 | 24.5562 | 143.7842 | 0
|  |  | 24.0861 | 0 | -24.0861 | 0 | 0 | 24.0861 | 173.1081 | 0 | 0 | 0 | 0 | 0 | 24.0861 | 117.0219 | 0
|  |  | 22.6294 | 0 | -22.6294 | 0 | 0 | 22.6294 | 147.9643 | 0 | 0 | 0 | 0 | 0 | 22.6294 | 91.8782 | 0
|  |  | 20.8758 | 0 | -20.8758 | 0 | 0 | 20.8758 | 124.769 | 0 | 0 | 0 | 0 | 0 | 20.8758 | 68.6829 | 0
|  |  | 18.9345 | 0 | -18.9345 | 0 | 0 | 18.9345 | 103.7306 | 0 | 0 | 0 | 0 | 0 | 18.9345 | 47.6445 | 0
|  |  | 15.4144 | 0 | -15.4144 | 0 | 0 | 15.4144 | 86.6035 | 0 | 0 | 0 | 0 | 0 | 15.4144 | 30.5174 | 0
|  |  | 11.7376 | 0 | -11.7376 | 0 | 0 | 11.7376 | 73.5617 | 0 | 0 | 0 | 0 | 0 | 11.7376 | 17.4756 | 0
|  |  | 16.1057 | 1.2015 | -14.9042 | 0.37774 | 0 | 14.9042 | 57.0015 | 1.2015 | 0 | 0 | 0.37774 | 0 | 15.728 | 0 | 1.2015
|  |  | 19.9504 | 95.6427 | 75.6923 | 30.0677 | 75.6923 | 0 | 125.1246 | 19.9504 | 0 | 10.1173 | 19.9504 | 0 | 0 | 0 | 19.9504
|  |  | 26.3005 | 200.8978 | 174.5973 | 63.1573 | 174.5973 | 0 | 282.2621 | 26.3005 | 0 | 36.8568 | 26.3005 | 0 | 0 | 0 | 26.3005
|  |  | 31.0713 | 293.3364 | 262.2651 | 92.2178 | 111.5079 | 0 | 382.6192 | 181.8284 | 150.7572 | 61.1465 | 31.0713 | 0 | 0 | 0 | 181.8284
|  |  | 33.2435 | 351.8114 | 318.5679 | 110.6009 | 0 | 0 | 382.6192 | 351.8114 | 318.5679 | 77.3573 | 33.2435 | 0 | 0 | 0 | 351.8114
|  |  | 33.9264 | 400.2736 | 366.3472 | 125.8362 | 0 | 0 | 382.6192 | 400.2736 | 366.3472 | 22.0293 | 33.9264 | 69.8804 | 0 | 62.8924 | 400.2736
|  |  | 35.3688 | 394.9067 | 359.5379 | 124.149 | 0 | 0 | 382.6192 | 394.9067 | 359.5379 | 0 | 35.3688 | 88.7802 | 0 | 142.7946 | 394.9067
|  |  | 34.1685 | 376.9637 | 342.7951 | 118.5081 | 0 | 0 | 382.6192 | 376.9637 | 342.7951 | 0 | 34.1685 | 84.3396 | 0 | 218.7002 | 376.9637
|  |  | 35.1159 | 367.3514 | 332.2355 | 115.4862 | 0 | 0 | 382.6192 | 367.3514 | 332.2355 | 0 | 35.1159 | 80.3703 | 0 | 291.0335 | 367.3514
|  |  | 40.4938 | 314.3233 | 273.8295 | 98.8155 | 0 | 0 | 382.6192 | 314.3233 | 273.8295 | 0 | 40.4938 | 58.3217 | 0 | 343.523 | 314.3233
|  |  | 46.2897 | 180.3915 | 134.1018 | 56.7106 | 0 | 0 | 382.6192 | 180.3915 | 134.1018 | 0 | 46.2897 | 10.421 | 0 | 352.9019 | 180.3915
|  |  | 46.7678 | 80.5834 | 33.8156 | 25.3334 | 0 | 0 | 382.6192 | 80.5834 | 33.8156 | 0 | 25.3334 | 0 | 21.4343 | 329.086 | 80.5834
|  |  | 41.1187 | 2.4031 | -38.7156 | 0.75547 | 0 | 38.7156 | 339.6019 | 2.4031 | 0 | 0 | 0.75547 | 0 | 40.3632 | 284.2379 | 2.4031
|  |  | 30.6708 | 0 | -30.6708 | 0 | 0 | 30.6708 | 305.5233 | 0 | 0 | 0 | 0 | 0 | 30.6708 | 250.1593 | 0
|  |  | 23.3615 | 0 | -23.3615 | 0 | 0 | 23.3615 | 279.566 | 0 | 0 | 0 | 0 | 0 | 23.3615 | 224.2021 | 0
|  |  | 23.6941 | 0 | -23.6941 | 0 | 0 | 23.6941 | 253.2392 | 0 | 0 | 0 | 0 | 0 | 23.6941 | 197.8753 | 0
|  |  | 24.2768 | 0 | -24.2768 | 0 | 0 | 24.2768 | 226.265 | 0 | 0 | 0 | 0 | 0 | 24.2768 | 170.901 | 0
|  |  | 24.5562 | 0 | -24.5562 | 0 | 0 | 24.5562 | 198.9803 | 0 | 0 | 0 | 0 | 0 | 24.5562 | 143.6164 | 0
|  |  | 24.0861 | 0 | -24.0861 | 0 | 0 | 24.0861 | 172.218 | 0 | 0 | 0 | 0 | 0 | 24.0861 | 116.8541 | 0
|  |  | 22.6294 | 0 | -22.6294 | 0 | 0 | 22.6294 | 147.0743 | 0 | 0 | 0 | 0 | 0 | 22.6294 | 91.7103 | 0
|  |  | 20.8758 | 0 | -20.8758 | 0 | 0 | 20.8758 | 123.879 | 0 | 0 | 0 | 0 | 0 | 20.8758 | 68.515 | 0
|  |  | 18.9345 | 0 | -18.9345 | 0 | 0 | 18.9345 | 102.8406 | 0 | 0 | 0 | 0 | 0 | 18.9345 | 47.4766 | 0
|  |  | 15.4144 | 0 | -15.4144 | 0 | 0 | 15.4144 | 85.7135 | 0 | 0 | 0 | 0 | 0 | 15.4144 | 30.3495 | 0
|  |  | 11.7376 | 0 | -11.7376 | 0 | 0 | 11.7376 | 72.6717 | 0 | 0 | 0 | 0 | 0 | 11.7376 | 17.3077 | 0
|  |  | 16.1057 | 1.6822 | -14.4236 | 0.52883 | 0 | 14.4236 | 56.6454 | 1.6822 | 0 | 0 | 0.52883 | 0 | 15.5769 | 0 | 1.6822
|  |  | 19.9504 | 185.5981 | 165.6478 | 58.3475 | 165.6478 | 0 | 205.7284 | 19.9504 | 0 | 38.3971 | 19.9504 | 0 | 0 | 0 | 19.9504
|  |  | 26.3005 | 411.0074 | 384.7068 | 129.2106 | 196.5453 | 0 | 382.6192 | 214.462 | 188.1615 | 102.9101 | 26.3005 | 0 | 0 | 0 | 214.462
|  |  | 31.0713 | 610.4633 | 579.392 | 191.9147 | 0 | 0 | 382.6192 | 610.4633 | 579.392 | 160.8434 | 31.0713 | 0 | 0 | 0 | 610.4633
|  |  | 33.2435 | 763.5397 | 730.2962 | 240.0381 | 0 | 0 | 382.6192 | 763.5397 | 730.2962 | 206.7946 | 33.2435 | 0 | 0 | 0 | 763.5397
|  |  | 33.9264 | 857.1799 | 823.2534 | 269.4763 | 0 | 0 | 382.6192 | 857.1799 | 823.2534 | 235.5499 | 33.9264 | 0 | 0 | 0 | 857.1799
|  |  | 35.3688 | 887.7791 | 852.4103 | 279.0959 | 0 | 0 | 382.6192 | 887.7791 | 852.4103 | 243.7272 | 35.3688 | 0 | 0 | 0 | 887.7791
|  |  | 34.1685 | 858.7819 | 824.6134 | 269.9799 | 0 | 0 | 382.6192 | 858.7819 | 824.6134 | 235.8114 | 34.1685 | 0 | 0 | 0 | 858.7819
|  |  | 35.1159 | 768.5862 | 733.4703 | 241.6246 | 0 | 0 | 382.6192 | 768.5862 | 733.4703 | 103.4023 | 35.1159 | 103.1064 | 0 | 92.7958 | 768.5862
|  |  | 40.4938 | 621.5976 | 581.1037 | 195.415 | 0 | 0 | 382.6192 | 621.5976 | 581.1037 | 0 | 40.4938 | 154.9212 | 0 | 232.2248 | 621.5976
|  |  | 46.2897 | 428.1494 | 381.8597 | 134.5996 | 0 | 0 | 382.6192 | 428.1494 | 381.8597 | 0 | 46.2897 | 88.31 | 0 | 311.7038 | 428.1494
|  |  | 46.7678 | 209.3086 | 162.5408 | 65.8015 | 0 | 0 | 382.6192 | 209.3086 | 162.5408 | 0 | 46.7678 | 19.0337 | 0 | 328.8341 | 209.3086
|  |  | 41.1187 | 3.124 | -37.9947 | 0.98211 | 0 | 37.9947 | 340.4029 | 3.124 | 0 | 0 | 0.98211 | 0 | 40.1366 | 284.2379 | 3.124
|  |  | 30.6708 | 0 | -30.6708 | 0 | 0 | 30.6708 | 306.3243 | 0 | 0 | 0 | 0 | 0 | 30.6708 | 250.1593 | 0
|  |  | 23.3615 | 0 | -23.3615 | 0 | 0 | 23.3615 | 280.3671 | 0 | 0 | 0 | 0 | 0 | 23.3615 | 224.2021 | 0
|  |  | 23.6941 | 0 | -23.6941 | 0 | 0 | 23.6941 | 254.0403 | 0 | 0 | 0 | 0 | 0 | 23.6941 | 197.8753 | 0
|  |  | 24.2768 | 0 | -24.2768 | 0 | 0 | 24.2768 | 227.066 | 0 | 0 | 0 | 0 | 0 | 24.2768 | 170.901 | 0
|  |  | 24.5562 | 0 | -24.5562 | 0 | 0 | 24.5562 | 199.7814 | 0 | 0 | 0 | 0 | 0 | 24.5562 | 143.6164 | 0
|  |  | 24.0861 | 0 | -24.0861 | 0 | 0 | 24.0861 | 173.0191 | 0 | 0 | 0 | 0 | 0 | 24.0861 | 116.8541 | 0
|  |  | 22.6294 | 0 | -22.6294 | 0 | 0 | 22.6294 | 147.8753 | 0 | 0 | 0 | 0 | 0 | 22.6294 | 91.7103 | 0
|  |  | 20.8758 | 0 | -20.8758 | 0 | 0 | 20.8758 | 124.68 | 0 | 0 | 0 | 0 | 0 | 20.8758 | 68.515 | 0
|  |  | 18.9345 | 0 | -18.9345 | 0 | 0 | 18.9345 | 103.6416 | 0 | 0 | 0 | 0 | 0 | 18.9345 | 47.4766 | 0
|  |  | 15.4144 | 0 | -15.4144 | 0 | 0 | 15.4144 | 86.5145 | 0 | 0 | 0 | 0 | 0 | 15.4144 | 30.3495 | 0
|  |  | 11.7376 | 0 | -11.7376 | 0 | 0 | 11.7376 | 73.4727 | 0 | 0 | 0 | 0 | 0 | 11.7376 | 17.3077 | 0
|  |  | 16.1057 | 1.6822 | -14.4236 | 0.52883 | 0 | 14.4236 | 57.4465 | 1.6822 | 0 | 0 | 0.52883 | 0 | 15.5769 | 0 | 1.6822
|  |  | 19.9504 | 189.6033 | 169.6529 | 59.6066 | 169.6529 | 0 | 210.1341 | 19.9504 | 0 | 39.6562 | 19.9504 | 0 | 0 | 0 | 19.9504
|  |  | 26.3005 | 415.2528 | 388.9523 | 130.5453 | 191.6502 | 0 | 382.6192 | 223.6026 | 197.3021 | 104.2448 | 26.3005 | 0 | 0 | 0 | 223.6026
|  |  | 31.0713 | 616.1506 | 585.0793 | 193.7026 | 0 | 0 | 382.6192 | 616.1506 | 585.0793 | 162.6313 | 31.0713 | 0 | 0 | 0 | 616.1506
|  |  | 33.2435 | 769.7877 | 736.5442 | 242.0023 | 0 | 0 | 382.6192 | 769.7877 | 736.5442 | 208.7588 | 33.2435 | 0 | 0 | 0 | 769.7877
|  |  | 33.9264 | 866.0713 | 832.1448 | 272.2715 | 0 | 0 | 382.6192 | 866.0713 | 832.1448 | 238.3451 | 33.9264 | 0 | 0 | 0 | 866.0713
|  |  | 35.3688 | 899.6343 | 864.2656 | 282.8229 | 0 | 0 | 382.6192 | 899.6343 | 864.2656 | 247.4541 | 35.3688 | 0 | 0 | 0 | 899.6343
|  |  | 34.1685 | 873.1203 | 838.9518 | 274.4876 | 0 | 0 | 382.6192 | 873.1203 | 838.9518 | 240.319 | 34.1685 | 0 | 0 | 0 | 873.1203
|  |  | 35.1159 | 785.568 | 750.4521 | 246.9633 | 0 | 0 | 382.6192 | 785.568 | 750.4521 | 100.0801 | 35.1159 | 111.7673 | 0 | 100.5906 | 785.568
|  |  | 40.4938 | 639.3804 | 598.8866 | 201.0055 | 0 | 0 | 382.6192 | 639.3804 | 598.8866 | 0 | 40.4938 | 160.5116 | 0 | 245.0511 | 639.3804
|  |  | 46.2897 | 443.8495 | 397.5598 | 139.5354 | 0 | 0 | 382.6192 | 443.8495 | 397.5598 | 0 | 46.2897 | 93.2457 | 0 | 328.9722 | 443.8495
|  |  | 46.7678 | 221.0837 | 174.3159 | 69.5033 | 0 | 0 | 382.6192 | 221.0837 | 174.3159 | 0 | 46.7678 | 22.7355 | 0 | 349.4341 | 221.0837
|  |  | 41.1187 | 3.7648 | -37.3539 | 1.1836 | 0 | 37.3539 | 341.115 | 3.7648 | 0 | 0 | 1.1836 | 0 | 39.9351 | 305.0618 | 3.7648
|  |  | 30.6708 | 0 | -30.6708 | 0 | 0 | 30.6708 | 307.0364 | 0 | 0 | 0 | 0 | 0 | 30.6708 | 270.9832 | 0
|  |  | 23.3615 | 0 | -23.3615 | 0 | 0 | 23.3615 | 281.0791 | 0 | 0 | 0 | 0 | 0 | 23.3615 | 245.0259 | 0
|  |  | 23.6941 | 0 | -23.6941 | 0 | 0 | 23.6941 | 254.7523 | 0 | 0 | 0 | 0 | 0 | 23.6941 | 218.6991 | 0
|  |  | 24.2768 | 0 | -24.2768 | 0 | 0 | 24.2768 | 227.778 | 0 | 0 | 0 | 0 | 0 | 24.2768 | 191.7248 | 0
|  |  | 24.5562 | 0 | -24.5562 | 0 | 0 | 24.5562 | 200.4934 | 0 | 0 | 0 | 0 | 0 | 24.5562 | 164.4402 | 0
|  |  | 30.2465 | 0 | -30.2465 | 0 | 0 | 30.2465 | 166.8862 | 0 | 0 | 0 | 0 | 0 | 30.2465 | 130.8331 | 0
|  |  | 28.1491 | 0 | -28.1491 | 0 | 0 | 28.1491 | 135.6094 | 0 | 0 | 0 | 0 | 0 | 28.1491 | 99.5563 | 0
|  |  | 25.2107 | 0 | -25.2107 | 0 | 0 | 25.2107 | 107.5975 | 0 | 0 | 0 | 0 | 0 | 25.2107 | 71.5444 | 0
|  |  | 21.4417 | 0 | -21.4417 | 0 | 0 | 21.4417 | 83.7735 | 0 | 0 | 0 | 0 | 0 | 21.4417 | 47.7203 | 0
|  |  | 17.5188 | 0 | -17.5188 | 0 | 0 | 17.5188 | 64.3081 | 0 | 0 | 0 | 0 | 0 | 17.5188 | 28.2549 | 0
|  |  | 14.3414 | 0 | -14.3414 | 0 | 0 | 14.3414 | 48.3732 | 0 | 0 | 0 | 0 | 0 | 14.3414 | 12.3201 | 0
|  |  | 11.6673 | 1.8424 | -9.8249 | 0.57919 | 0 | 9.8249 | 37.4567 | 1.8424 | 0 | 0 | 0.57919 | 0 | 11.0881 | 0 | 1.8424
|  |  | 9.167 | 166.4536 | 157.2866 | 52.3289 | 157.2866 | 0 | 179.0146 | 9.167 | 0 | 43.162 | 9.167 | 0 | 0 | 0 | 9.167
|  |  | 7.1962 | 357.8191 | 350.6229 | 112.4895 | 226.2273 | 0 | 382.6192 | 131.5918 | 124.3956 | 105.2933 | 7.1962 | 0 | 0 | 0 | 131.5918
|  |  | 6.03 | 529.3993 | 523.3693 | 166.4301 | 0 | 0 | 382.6192 | 529.3993 | 523.3693 | 160.4001 | 6.03 | 0 | 0 | 0 | 529.3993
|  |  | 6.0645 | 661.5689 | 655.5044 | 207.981 | 0 | 0 | 382.6192 | 661.5689 | 655.5044 | 201.9165 | 6.0645 | 0 | 0 | 0 | 661.5689
|  |  | 6.9622 | 747.2788 | 740.3166 | 234.9261 | 0 | 0 | 382.6192 | 747.2788 | 740.3166 | 227.9639 | 6.9622 | 0 | 0 | 0 | 747.2788
|  |  | 9.2104 | 783.8858 | 774.6754 | 246.4344 | 0 | 0 | 382.6192 | 783.8858 | 774.6754 | 237.224 | 9.2104 | 0 | 0 | 0 | 783.8858
|  |  | 12.2202 | 760.4958 | 748.2756 | 239.0812 | 0 | 0 | 382.6192 | 760.4958 | 748.2756 | 226.861 | 12.2202 | 0 | 0 | 0 | 760.4958
|  |  | 15.3949 | 680.5532 | 665.1583 | 213.9492 | 0 | 0 | 382.6192 | 680.5532 | 665.1583 | 70.7232 | 15.3949 | 127.8311 | 0 | 115.048 | 680.5532
|  |  | 18.6761 | 556.3939 | 537.7178 | 174.9166 | 0 | 0 | 382.6192 | 556.3939 | 537.7178 | 0 | 18.6761 | 156.2405 | 0 | 255.6644 | 556.3939
|  |  | 22.1391 | 392.3434 | 370.2043 | 123.3431 | 0 | 0 | 382.6192 | 392.3434 | 370.2043 | 0 | 22.1391 | 101.204 | 0 | 346.748 | 392.3434
|  |  | 26.0591 | 200.4973 | 174.4381 | 63.0314 | 0 | 0 | 382.6192 | 200.4973 | 174.4381 | 0 | 26.0591 | 36.9723 | 0 | 380.0231 | 200.4973
|  |  | 29.8278 | 4.8863 | -24.9416 | 1.5361 | 0 | 24.9416 | 354.9064 | 4.8863 | 0 | 0 | 1.5361 | 0 | 28.2917 | 348.5878 | 4.8863
|  |  | 32.3465 | 0 | -32.3465 | 0 | 0 | 32.3465 | 318.9659 | 0 | 0 | 0 | 0 | 0 | 32.3465 | 312.6473 | 0
|  |  | 33.6507 | 0 | -33.6507 | 0 | 0 | 33.6507 | 281.5762 | 0 | 0 | 0 | 0 | 0 | 33.6507 | 275.2576 | 0
|  |  | 34.0882 | 0 | -34.0882 | 0 | 0 | 34.0882 | 243.7004 | 0 | 0 | 0 | 0 | 0 | 34.0882 | 237.3819 | 0
|  |  | 33.501 | 0 | -33.501 | 0 | 0 | 33.501 | 206.4771 | 0 | 0 | 0 | 0 | 0 | 33.501 | 200.1586 | 0
|  |  | 32.1465 | 0 | -32.1465 | 0 | 0 | 32.1465 | 170.7588 | 0 | 0 | 0 | 0 | 0 | 32.1465 | 164.4402 | 0
|  |  | 30.2465 | 0 | -30.2465 | 0 | 0 | 30.2465 | 137.1516 | 0 | 0 | 0 | 0 | 0 | 30.2465 | 130.8331 | 0
|  |  | 28.1491 | 0 | -28.1491 | 0 | 0 | 28.1491 | 105.8748 | 0 | 0 | 0 | 0 | 0 | 28.1491 | 99.5563 | 0
|  |  | 25.2107 | 0 | -25.2107 | 0 | 0 | 25.2107 | 77.8629 | 0 | 0 | 0 | 0 | 0 | 25.2107 | 71.5444 | 0
|  |  | 21.4417 | 0 | -21.4417 | 0 | 0 | 21.4417 | 54.0389 | 0 | 0 | 0 | 0 | 0 | 21.4417 | 47.7203 | 0
|  |  | 17.5188 | 0 | -17.5188 | 0 | 0 | 17.5188 | 34.5735 | 0 | 0 | 0 | 0 | 0 | 17.5188 | 28.2549 | 0
|  |  | 14.3414 | 0 | -14.3414 | 0 | 0 | 14.3414 | 18.6386 | 0 | 0 | 0 | 0 | 0 | 14.3414 | 12.3201 | 0
|  |  | 11.6673 | 1.8424 | -9.8249 | 0.57919 | 0 | 9.8249 | 7.7221 | 1.8424 | 0 | 0 | 0.57919 | 0 | 11.0881 | 0 | 1.8424
|  |  | 9.167 | 169.5776 | 160.4106 | 53.311 | 160.4106 | 0 | 152.0917 | 9.167 | 0 | 44.1441 | 9.167 | 0 | 0 | 0 | 9.167
|  |  | 7.1962 | 366.3901 | 359.1939 | 115.1841 | 256.1418 | 0 | 382.6192 | 110.2483 | 103.0521 | 107.9878 | 7.1962 | 0 | 0 | 0 | 110.2483
|  |  | 6.03 | 539.2519 | 533.2219 | 169.5276 | 0 | 0 | 382.6192 | 539.2519 | 533.2219 | 163.4975 | 6.03 | 0 | 0 | 0 | 539.2519
|  |  | 6.0645 | 672.9435 | 666.879 | 211.5569 | 0 | 0 | 382.6192 | 672.9435 | 666.879 | 205.4924 | 6.0645 | 0 | 0 | 0 | 672.9435
|  |  | 6.9622 | 755.1289 | 748.1667 | 237.394 | 0 | 0 | 382.6192 | 755.1289 | 748.1667 | 230.4318 | 6.9622 | 0 | 0 | 0 | 755.1289
|  |  | 9.2104 | 787.8909 | 778.6805 | 247.6936 | 0 | 0 | 382.6192 | 787.8909 | 778.6805 | 238.4831 | 9.2104 | 0 | 0 | 0 | 787.8909
|  |  | 12.2202 | 758.4131 | 746.1929 | 238.4265 | 0 | 0 | 382.6192 | 758.4131 | 746.1929 | 226.2062 | 12.2202 | 0 | 0 | 0 | 758.4131
|  |  | 15.3949 | 682.6359 | 667.241 | 214.604 | 0 | 0 | 382.6192 | 682.6359 | 667.241 | 87.1729 | 15.3949 | 112.0361 | 0 | 100.8325 | 682.6359
|  |  | 18.6761 | 553.6704 | 534.9943 | 174.0604 | 0 | 0 | 382.6192 | 553.6704 | 534.9943 | 0 | 18.6761 | 155.3843 | 0 | 240.6784 | 553.6704
|  |  | 22.1391 | 383.6122 | 361.4731 | 120.5983 | 0 | 0 | 382.6192 | 383.6122 | 361.4731 | 0 | 22.1391 | 98.4591 | 0 | 329.2916 | 383.6122
|  |  | 26.0591 | 189.6834 | 163.6243 | 59.6318 | 0 | 0 | 382.6192 | 189.6834 | 163.6243 | 0 | 26.0591 | 33.5727 | 0 | 359.507 | 189.6834
|  |  | 29.8278 | 3.7648 | -26.063 | 1.1836 | 0 | 26.063 | 353.6604 | 3.7648 | 0 | 0 | 1.1836 | 0 | 28.6443 | 327.68 | 3.7648
|  |  | 32.3465 | 0 | -32.3465 | 0 | 0 | 32.3465 | 317.7198 | 0 | 0 | 0 | 0 | 0 | 32.3465 | 291.7395 | 0
|  |  | 33.6507 | 0 | -33.6507 | 0 | 0 | 33.6507 | 280.3302 | 0 | 0 | 0 | 0 | 0 | 33.6507 | 254.3498 | 0
|  |  | 34.0882 | 0 | -34.0882 | 0 | 0 | 34.0882 | 242.4544 | 0 | 0 | 0 | 0 | 0 | 34.0882 | 216.4741 | 0
|  |  | 33.501 | 0 | -33.501 | 0 | 0 | 33.501 | 205.2311 | 0 | 0 | 0 | 0 | 0 | 33.501 | 179.2508 | 0
|  |  | 32.1465 | 0 | -32.1465 | 0 | 0 | 32.1465 | 169.5127 | 0 | 0 | 0 | 0 | 0 | 32.1465 | 143.5324 | 0
|  |  | 24.0861 | 0 | -24.0861 | 0 | 0 | 24.0861 | 142.7504 | 0 | 0 | 0 | 0 | 0 | 24.0861 | 116.7701 | 0
|  |  | 22.6294 | 0 | -22.6294 | 0 | 0 | 22.6294 | 117.6067 | 0 | 0 | 0 | 0 | 0 | 22.6294 | 91.6263 | 0
|  |  | 20.8758 | 0 | -20.8758 | 0 | 0 | 20.8758 | 94.4114 | 0 | 0 | 0 | 0 | 0 | 20.8758 | 68.431 | 0
|  |  | 18.9345 | 0 | -18.9345 | 0 | 0 | 18.9345 | 73.373 | 0 | 0 | 0 | 0 | 0 | 18.9345 | 47.3927 | 0
|  |  | 15.4144 | 0 | -15.4144 | 0 | 0 | 15.4144 | 56.2459 | 0 | 0 | 0 | 0 | 0 | 15.4144 | 30.2656 | 0
|  |  | 11.7376 | 0 | -11.7376 | 0 | 0 | 11.7376 | 43.2041 | 0 | 0 | 0 | 0 | 0 | 11.7376 | 17.2237 | 0
|  |  | 16.1057 | 1.9225 | -14.1833 | 0.60438 | 0 | 14.1833 | 27.4449 | 1.9225 | 0 | 0 | 0.60438 | 0 | 15.5014 | 0 | 1.9225
|  |  | 19.9504 | 168.2158 | 148.2655 | 52.8829 | 148.2655 | 0 | 160.8838 | 19.9504 | 0 | 32.9326 | 19.9504 | 0 | 0 | 0 | 19.9504
|  |  | 26.3005 | 359.0207 | 332.7201 | 112.8673 | 246.3727 | 0 | 382.6192 | 112.6479 | 86.3474 | 86.5668 | 26.3005 | 0 | 0 | 0 | 112.6479
|  |  | 31.0713 | 532.5233 | 501.452 | 167.4122 | 0 | 0 | 382.6192 | 532.5233 | 501.452 | 136.341 | 31.0713 | 0 | 0 | 0 | 532.5233
|  |  | 33.2435 | 661.5689 | 628.3253 | 207.981 | 0 | 0 | 382.6192 | 661.5689 | 628.3253 | 174.7375 | 33.2435 | 0 | 0 | 0 | 661.5689
|  |  | 33.9264 | 745.3564 | 711.4299 | 234.3217 | 0 | 0 | 382.6192 | 745.3564 | 711.4299 | 200.3953 | 33.9264 | 0 | 0 | 0 | 745.3564
|  |  | 35.3688 | 781.4827 | 746.114 | 245.679 | 0 | 0 | 382.6192 | 781.4827 | 746.114 | 210.3102 | 35.3688 | 0 | 0 | 0 | 781.4827
|  |  | 34.1685 | 753.2064 | 719.0379 | 236.7896 | 0 | 0 | 382.6192 | 753.2064 | 719.0379 | 202.6211 | 34.1685 | 0 | 0 | 0 | 753.2064
|  |  | 35.1159 | 669.499 | 634.3831 | 210.474 | 0 | 0 | 382.6192 | 669.499 | 634.3831 | 26.1441 | 35.1159 | 149.2141 | 0 | 134.2927 | 669.499
|  |  | 40.4938 | 544.0581 | 503.5643 | 171.0385 | 0 | 0 | 382.6192 | 544.0581 | 503.5643 | 0 | 40.4938 | 130.5447 | 0 | 251.7828 | 544.0581
|  |  | 46.2897 | 377.204 | 330.9143 | 118.5837 | 0 | 0 | 382.6192 | 377.204 | 330.9143 | 0 | 46.2897 | 72.294 | 0 | 316.8474 | 377.204
|  |  | 46.7678 | 189.8436 | 143.0758 | 59.6822 | 0 | 0 | 382.6192 | 189.8436 | 143.0758 | 0 | 46.7678 | 12.9144 | 0 | 328.4704 | 189.8436
|  |  | 41.1187 | 3.8449 | -37.2738 | 1.2088 | 0 | 37.2738 | 341.204 | 3.8449 | 0 | 0 | 1.2088 | 0 | 39.9099 | 284.126 | 3.8449
|  |  | 30.6708 | 0 | -30.6708 | 0 | 0 | 30.6708 | 307.1254 | 0 | 0 | 0 | 0 | 0 | 30.6708 | 250.0474 | 0
|  |  | 23.3615 | 0 | -23.3615 | 0 | 0 | 23.3615 | 281.1681 | 0 | 0 | 0 | 0 | 0 | 23.3615 | 224.0901 | 0
|  |  | 23.6941 | 0 | -23.6941 | 0 | 0 | 23.6941 | 254.8413 | 0 | 0 | 0 | 0 | 0 | 23.6941 | 197.7633 | 0
|  |  | 24.2768 | 0 | -24.2768 | 0 | 0 | 24.2768 | 227.867 | 0 | 0 | 0 | 0 | 0 | 24.2768 | 170.7891 | 0
|  |  | 24.5562 | 0 | -24.5562 | 0 | 0 | 24.5562 | 200.5824 | 0 | 0 | 0 | 0 | 0 | 24.5562 | 143.5044 | 0
|  |  | 24.0861 | 0 | -24.0861 | 0 | 0 | 24.0861 | 173.8201 | 0 | 0 | 0 | 0 | 0 | 24.0861 | 116.7421 | 0
|  |  | 22.6294 | 0 | -22.6294 | 0 | 0 | 22.6294 | 148.6763 | 0 | 0 | 0 | 0 | 0 | 22.6294 | 91.5984 | 0
|  |  | 20.8758 | 0 | -20.8758 | 0 | 0 | 20.8758 | 125.481 | 0 | 0 | 0 | 0 | 0 | 20.8758 | 68.4031 | 0
|  |  | 18.9345 | 0 | -18.9345 | 0 | 0 | 18.9345 | 104.4427 | 0 | 0 | 0 | 0 | 0 | 18.9345 | 47.3647 | 0
|  |  | 15.4144 | 0 | -15.4144 | 0 | 0 | 15.4144 | 87.3155 | 0 | 0 | 0 | 0 | 0 | 15.4144 | 30.2376 | 0
|  |  | 11.7376 | 0 | -11.7376 | 0 | 0 | 11.7376 | 74.2737 | 0 | 0 | 0 | 0 | 0 | 11.7376 | 17.1958 | 0
|  |  | 16.1057 | 2.0026 | -14.1032 | 0.62956 | 0 | 14.1032 | 58.6035 | 2.0026 | 0 | 0 | 0.62956 | 0 | 15.4762 | 0 | 2.0026
|  |  | 19.9504 | 105.0147 | 85.0644 | 33.0141 | 85.0644 | 0 | 135.1614 | 19.9504 | 0 | 13.0637 | 19.9504 | 0 | 0 | 0 | 19.9504
|  |  | 26.3005 | 115.8286 | 89.5281 | 36.4137 | 89.5281 | 0 | 215.7367 | 26.3005 | 0 | 10.1132 | 26.3005 | 0 | 0 | 0 | 26.3005
|  |  | 31.0713 | 254.7268 | 223.6556 | 80.0799 | 185.425 | 0 | 382.6192 | 69.3018 | 38.2305 | 49.0086 | 31.0713 | 0 | 0 | 0 | 69.3018
|  |  | 33.2435 | 505.8491 | 472.6055 | 159.0265 | 0 | 0 | 382.6192 | 505.8491 | 472.6055 | 125.783 | 33.2435 | 0 | 0 | 0 | 505.8491
|  |  | 33.9264 | 509.694 | 475.7676 | 160.2353 | 0 | 0 | 382.6192 | 509.694 | 475.7676 | 126.3088 | 33.9264 | 0 | 0 | 0 | 509.694
|  |  | 35.3688 | 475.4901 | 440.1213 | 149.4824 | 0 | 0 | 382.6192 | 475.4901 | 440.1213 | 114.1136 | 35.3688 | 0 | 0 | 0 | 475.4901
|  |  | 34.1685 | 363.9069 | 329.7384 | 114.4034 | 0 | 0 | 382.6192 | 363.9069 | 329.7384 | 74.6977 | 34.1685 | 5.5372 | 0 | 4.9835 | 363.9069
|  |  | 35.1159 | 656.6826 | 621.5667 | 206.4449 | 0 | 0 | 382.6192 | 656.6826 | 621.5667 | 0 | 35.1159 | 171.329 | 0 | 159.1795 | 656.6826
|  |  | 40.4938 | 378.005 | 337.5112 | 118.8355 | 0 | 0 | 382.6192 | 378.005 | 337.5112 | 0 | 40.4938 | 78.3417 | 0 | 229.687 | 378.005
|  |  | 46.2897 | 407.2425 | 360.9529 | 128.027 | 0 | 0 | 382.6192 | 407.2425 | 360.9529 | 0 | 46.2897 | 81.7374 | 0 | 303.2506 | 407.2425
|  |  | 46.7678 | 227.8123 | 181.0445 | 71.6186 | 0 | 0 | 382.6192 | 227.8123 | 181.0445 | 0 | 46.7678 | 24.8508 | 0 | 325.6164 | 227.8123
|  |  | 41.1187 | 12.4159 | -28.7028 | 3.9033 | 0 | 28.7028 | 350.7273 | 12.4159 | 0 | 0 | 3.9033 | 0 | 37.2154 | 284.2659 | 12.4159
|  |  | 30.6708 | 0 | -30.6708 | 0 | 0 | 30.6708 | 316.6487 | 0 | 0 | 0 | 0 | 0 | 30.6708 | 250.1873 | 0
|  |  | 23.3615 | 0 | -23.3615 | 0 | 0 | 23.3615 | 290.6914 | 0 | 0 | 0 | 0 | 0 | 23.3615 | 224.23 | 0
|  |  | 23.6941 | 0 | -23.6941 | 0 | 0 | 23.6941 | 264.3646 | 0 | 0 | 0 | 0 | 0 | 23.6941 | 197.9032 | 0
|  |  | 24.2768 | 0 | -24.2768 | 0 | 0 | 24.2768 | 237.3903 | 0 | 0 | 0 | 0 | 0 | 24.2768 | 170.929 | 0
|  |  | 24.5562 | 0 | -24.5562 | 0 | 0 | 24.5562 | 210.1057 | 0 | 0 | 0 | 0 | 0 | 24.5562 | 143.6443 | 0
|  |  | 24.0861 | 0 | -24.0861 | 0 | 0 | 24.0861 | 183.3434 | 0 | 0 | 0 | 0 | 0 | 24.0861 | 116.882 | 0
|  |  | 22.6294 | 0 | -22.6294 | 0 | 0 | 22.6294 | 158.1996 | 0 | 0 | 0 | 0 | 0 | 22.6294 | 91.7383 | 0
|  |  | 20.8758 | 0 | -20.8758 | 0 | 0 | 20.8758 | 135.0043 | 0 | 0 | 0 | 0 | 0 | 20.8758 | 68.543 | 0
|  |  | 18.9345 | 0 | -18.9345 | 0 | 0 | 18.9345 | 113.966 | 0 | 0 | 0 | 0 | 0 | 18.9345 | 47.5046 | 0
|  |  | 15.4144 | 0 | -15.4144 | 0 | 0 | 15.4144 | 96.8389 | 0 | 0 | 0 | 0 | 0 | 15.4144 | 30.3775 | 0
|  |  | 11.7376 | 0 | -11.7376 | 0 | 0 | 11.7376 | 83.797 | 0 | 0 | 0 | 0 | 0 | 11.7376 | 17.3357 | 0
|  |  | 16.1057 | 1.6021 | -14.5037 | 0.50365 | 0 | 14.5037 | 67.6818 | 1.6021 | 0 | 0 | 0.50365 | 0 | 15.6021 | 0 | 1.6021
|  |  | 19.9504 | 124.1593 | 104.2089 | 39.0326 | 104.2089 | 0 | 161.4699 | 19.9504 | 0 | 19.0823 | 19.9504 | 0 | 0 | 0 | 19.9504
|  |  | 26.3005 | 260.7346 | 234.434 | 81.9685 | 234.434 | 0 | 372.4605 | 26.3005 | 0 | 55.668 | 26.3005 | 0 | 0 | 0 | 26.3005
|  |  | 31.0713 | 423.9039 | 392.8326 | 133.265 | 11.2875 | 0 | 382.6192 | 412.6164 | 381.5451 | 102.1937 | 31.0713 | 0 | 0 | 0 | 412.6164
|  |  | 33.2435 | 484.2213 | 450.9778 | 152.2273 | 0 | 0 | 382.6192 | 484.2213 | 450.9778 | 118.9837 | 33.2435 | 0 | 0 | 0 | 484.2213
|  |  | 33.9264 | 562.6419 | 528.7155 | 176.8808 | 0 | 0 | 382.6192 | 562.6419 | 528.7155 | 142.9544 | 33.9264 | 0 | 0 | 0 | 562.6419
|  |  | 35.3688 | 720.5245 | 685.1557 | 226.5152 | 0 | 0 | 382.6192 | 720.5245 | 685.1557 | 191.1464 | 35.3688 | 0 | 0 | 0 | 720.5245
|  |  | 34.1685 | 737.4262 | 703.2577 | 231.8287 | 0 | 0 | 382.6192 | 737.4262 | 703.2577 | 134.3294 | 34.1685 | 63.3307 | 0 | 56.9976 | 737.4262
|  |  | 35.1159 | 573.0553 | 537.9394 | 180.1545 | 0 | 0 | 382.6192 | 573.0553 | 537.9394 | 0 | 35.1159 | 145.0386 | 0 | 187.5324 | 573.0553
|  |  | 40.4938 | 483.0999 | 442.606 | 151.8747 | 0 | 0 | 382.6192 | 483.0999 | 442.606 | 0 | 40.4938 | 111.3809 | 0 | 287.7752 | 483.0999
|  |  | 46.2897 | 302.0676 | 255.7779 | 94.9626 | 0 | 0 | 382.6192 | 302.0676 | 255.7779 | 0 | 46.2897 | 48.673 | 0 | 331.5808 | 302.0676
|  |  | 46.7678 | 140.5003 | 93.7325 | 44.1698 | 0 | 0 | 382.6192 | 140.5003 | 93.7325 | 0 | 44.1698 | 0 | 2.5979 | 328.6942 | 140.5003
|  |  | 41.1187 | 3.8449 | -37.2738 | 1.2088 | 0 | 37.2738 | 341.204 | 3.8449 | 0 | 0 | 1.2088 | 0 | 39.9099 | 284.3499 | 3.8449
|  |  | 30.6708 | 0 | -30.6708 | 0 | 0 | 30.6708 | 307.1254 | 0 | 0 | 0 | 0 | 0 | 30.6708 | 250.2712 | 0
|  |  | 23.3615 | 0 | -23.3615 | 0 | 0 | 23.3615 | 281.1681 | 0 | 0 | 0 | 0 | 0 | 23.3615 | 224.314 | 0
|  |  | 23.6941 | 0 | -23.6941 | 0 | 0 | 23.6941 | 254.8413 | 0 | 0 | 0 | 0 | 0 | 23.6941 | 197.9872 | 0
|  |  | 24.2768 | 0 | -24.2768 | 0 | 0 | 24.2768 | 227.867 | 0 | 0 | 0 | 0 | 0 | 24.2768 | 171.0129 | 0
|  |  | 24.5562 | 0 | -24.5562 | 0 | 0 | 24.5562 | 200.5824 | 0 | 0 | 0 | 0 | 0 | 24.5562 | 143.7283 | 0
|  |  | 24.0861 | 0 | -24.0861 | 0 | 0 | 24.0861 | 173.8201 | 0 | 0 | 0 | 0 | 0 | 24.0861 | 116.966 | 0
|  |  | 22.6294 | 0 | -22.6294 | 0 | 0 | 22.6294 | 148.6763 | 0 | 0 | 0 | 0 | 0 | 22.6294 | 91.8222 | 0
|  |  | 20.8758 | 0 | -20.8758 | 0 | 0 | 20.8758 | 125.481 | 0 | 0 | 0 | 0 | 0 | 20.8758 | 68.6269 | 0
|  |  | 18.9345 | 0 | -18.9345 | 0 | 0 | 18.9345 | 104.4427 | 0 | 0 | 0 | 0 | 0 | 18.9345 | 47.5886 | 0
|  |  | 15.4144 | 0 | -15.4144 | 0 | 0 | 15.4144 | 87.3155 | 0 | 0 | 0 | 0 | 0 | 15.4144 | 30.4614 | 0
|  |  | 11.7376 | 0 | -11.7376 | 0 | 0 | 11.7376 | 74.2737 | 0 | 0 | 0 | 0 | 0 | 11.7376 | 17.4196 | 0
|  |  | 16.1057 | 1.3617 | -14.744 | 0.4281 | 0 | 14.744 | 57.8915 | 1.3617 | 0 | 0 | 0.4281 | 0 | 15.6777 | 0 | 1.3617
|  |  | 19.9504 | 98.9269 | 78.9766 | 31.1002 | 78.9766 | 0 | 128.9704 | 19.9504 | 0 | 11.1498 | 19.9504 | 0 | 0 | 0 | 19.9504
|  |  | 26.3005 | 229.094 | 202.7934 | 72.0215 | 202.7934 | 0 | 311.4845 | 26.3005 | 0 | 45.721 | 26.3005 | 0 | 0 | 0 | 26.3005
|  |  | 31.0713 | 366.3901 | 335.3188 | 115.1841 | 79.0386 | 0 | 382.6192 | 287.3515 | 256.2802 | 84.1128 | 31.0713 | 0 | 0 | 0 | 287.3515
|  |  | 33.2435 | 460.591 | 427.3474 | 144.7985 | 0 | 0 | 382.6192 | 460.591 | 427.3474 | 111.5549 | 33.2435 | 0 | 0 | 0 | 460.591
|  |  | 33.9264 | 521.7094 | 487.783 | 164.0126 | 0 | 0 | 382.6192 | 521.7094 | 487.783 | 130.0862 | 33.9264 | 0 | 0 | 0 | 521.7094
|  |  | 35.3688 | 558.0761 | 522.7073 | 175.4454 | 0 | 0 | 382.6192 | 558.0761 | 522.7073 | 140.0766 | 35.3688 | 0 | 0 | 0 | 558.0761
|  |  | 34.1685 | 549.9857 | 515.8172 | 172.902 | 0 | 0 | 382.6192 | 549.9857 | 515.8172 | 3.6368 | 34.1685 | 135.0966 | 0 | 121.587 | 549.9857
|  |  | 35.1159 | 505.769 | 470.6531 | 159.0013 | 0 | 0 | 382.6192 | 505.769 | 470.6531 | 0 | 35.1159 | 123.8854 | 0 | 233.0839 | 505.769
|  |  | 40.4938 | 385.6148 | 345.121 | 121.2278 | 0 | 0 | 382.6192 | 385.6148 | 345.121 | 0 | 40.4938 | 80.734 | 0 | 305.7445 | 385.6148
|  |  | 46.2897 | 266.7423 | 220.4526 | 83.8572 | 0 | 0 | 382.6192 | 266.7423 | 220.4526 | 0 | 46.2897 | 37.5675 | 0 | 339.5552 | 266.7423
|  |  | 46.7678 | 117.1103 | 70.3425 | 36.8166 | 0 | 0 | 382.6192 | 117.1103 | 70.3425 | 0 | 36.8166 | 0 | 9.9512 | 328.4984 | 117.1103
|  |  | 41.1187 | 3.2041 | -37.9146 | 1.0073 | 0 | 37.9146 | 340.4919 | 3.2041 | 0 | 0 | 1.0073 | 0 | 40.1114 | 283.9302 | 3.2041
|  |  | 30.6708 | 0 | -30.6708 | 0 | 0 | 30.6708 | 306.4133 | 0 | 0 | 0 | 0 | 0 | 30.6708 | 249.8515 | 0
|  |  | 23.3615 | 0 | -23.3615 | 0 | 0 | 23.3615 | 280.4561 | 0 | 0 | 0 | 0 | 0 | 23.3615 | 223.8943 | 0
|  |  | 23.6941 | 0 | -23.6941 | 0 | 0 | 23.6941 | 254.1293 | 0 | 0 | 0 | 0 | 0 | 23.6941 | 197.5675 | 0
|  |  | 24.2768 | 0 | -24.2768 | 0 | 0 | 24.2768 | 227.155 | 0 | 0 | 0 | 0 | 0 | 24.2768 | 170.5932 | 0
|  |  | 24.5562 | 0 | -24.5562 | 0 | 0 | 24.5562 | 199.8704 | 0 | 0 | 0 | 0 | 0 | 24.5562 | 143.3086 | 0
|  |  | 24.0861 | 0 | -24.0861 | 0 | 0 | 24.0861 | 173.1081 | 0 | 0 | 0 | 0 | 0 | 24.0861 | 116.5463 | 0
|  |  | 22.6294 | 0 | -22.6294 | 0 | 0 | 22.6294 | 147.9643 | 0 | 0 | 0 | 0 | 0 | 22.6294 | 91.4025 | 0
|  |  | 20.8758 | 0 | -20.8758 | 0 | 0 | 20.8758 | 124.769 | 0 | 0 | 0 | 0 | 0 | 20.8758 | 68.2072 | 0
|  |  | 18.9345 | 0 | -18.9345 | 0 | 0 | 18.9345 | 103.7306 | 0 | 0 | 0 | 0 | 0 | 18.9345 | 47.1689 | 0
|  |  | 15.4144 | 0 | -15.4144 | 0 | 0 | 15.4144 | 86.6035 | 0 | 0 | 0 | 0 | 0 | 15.4144 | 30.0417 | 0
|  |  | 11.7376 | 0 | -11.7376 | 0 | 0 | 11.7376 | 73.5617 | 0 | 0 | 0 | 0 | 0 | 11.7376 | 16.9999 | 0
|  |  | 16.1057 | 2.5633 | -13.5425 | 0.80584 | 0 | 13.5425 | 58.5145 | 2.5633 | 0 | 0 | 0.80584 | 0 | 15.2999 | 0 | 2.5633
|  |  | 19.9504 | 187.6007 | 167.6503 | 58.9771 | 167.6503 | 0 | 209.3998 | 19.9504 | 0 | 39.0267 | 19.9504 | 0 | 0 | 0 | 19.9504
|  |  | 26.3005 | 397.7103 | 371.4098 | 125.0303 | 192.466 | 0 | 382.6192 | 205.2443 | 178.9438 | 98.7298 | 26.3005 | 0 | 0 | 0 | 205.2443
|  |  | 31.0713 | 582.1069 | 551.0356 | 183.0001 | 0 | 0 | 382.6192 | 582.1069 | 551.0356 | 151.9288 | 31.0713 | 0 | 0 | 0 | 582.1069
|  |  | 33.2435 | 722.6072 | 689.3636 | 227.1699 | 0 | 0 | 382.6192 | 722.6072 | 689.3636 | 193.9264 | 33.2435 | 0 | 0 | 0 | 722.6072
|  |  | 33.9264 | 812.3223 | 778.3959 | 255.3742 | 0 | 0 | 382.6192 | 812.3223 | 778.3959 | 221.4477 | 33.9264 | 0 | 0 | 0 | 812.3223
|  |  | 35.3688 | 841.5598 | 806.191 | 264.5657 | 0 | 0 | 382.6192 | 841.5598 | 806.191 | 229.1969 | 35.3688 | 0 | 0 | 0 | 841.5598
|  |  | 34.1685 | 810.3197 | 776.1512 | 254.7446 | 0 | 0 | 382.6192 | 810.3197 | 776.1512 | 220.5761 | 34.1685 | 0 | 0 | 0 | 810.3197
|  |  | 35.1159 | 727.173 | 692.0571 | 228.6053 | 0 | 0 | 382.6192 | 727.173 | 692.0571 | 46.409 | 35.1159 | 147.0804 | 0 | 132.3724 | 727.173
|  |  | 40.4938 | 588.9957 | 548.5019 | 185.1658 | 0 | 0 | 382.6192 | 588.9957 | 548.5019 | 0 | 40.4938 | 144.672 | 0 | 262.5771 | 588.9957
|  |  | 46.2897 | 405.1599 | 358.8702 | 127.3723 | 0 | 0 | 382.6192 | 405.1599 | 358.8702 | 0 | 46.2897 | 81.0826 | 0 | 335.5515 | 405.1599
|  |  | 46.7678 | 197.5335 | 150.7657 | 62.0997 | 0 | 0 | 382.6192 | 197.5335 | 150.7657 | 0 | 46.7678 | 15.3319 | 0 | 349.3502 | 197.5335
|  |  | 41.1187 | 3.2842 | -37.8345 | 1.0325 | 0 | 37.8345 | 340.5809 | 3.2842 | 0 | 0 | 1.0325 | 0 | 40.0862 | 304.81 | 3.2842
|  |  | 30.6708 | 0 | -30.6708 | 0 | 0 | 30.6708 | 306.5023 | 0 | 0 | 0 | 0 | 0 | 30.6708 | 270.7314 | 0
|  |  | 23.3615 | 0 | -23.3615 | 0 | 0 | 23.3615 | 280.5451 | 0 | 0 | 0 | 0 | 0 | 23.3615 | 244.7741 | 0
|  |  | 23.6941 | 0 | -23.6941 | 0 | 0 | 23.6941 | 254.2183 | 0 | 0 | 0 | 0 | 0 | 23.6941 | 218.4473 | 0
|  |  | 24.2768 | 0 | -24.2768 | 0 | 0 | 24.2768 | 227.244 | 0 | 0 | 0 | 0 | 0 | 24.2768 | 191.473 | 0
|  |  | 24.5562 | 0 | -24.5562 | 0 | 0 | 24.5562 | 199.9594 | 0 | 0 | 0 | 0 | 0 | 24.5562 | 164.1884 | 0
|  |  | 30.2465 | 0 | -30.2465 | 0 | 0 | 30.2465 | 166.3522 | 0 | 0 | 0 | 0 | 0 | 30.2465 | 130.5812 | 0
|  |  | 28.1491 | 0 | -28.1491 | 0 | 0 | 28.1491 | 135.0754 | 0 | 0 | 0 | 0 | 0 | 28.1491 | 99.3044 | 0
|  |  | 25.2107 | 0 | -25.2107 | 0 | 0 | 25.2107 | 107.0635 | 0 | 0 | 0 | 0 | 0 | 25.2107 | 71.2925 | 0
|  |  | 21.4417 | 0 | -21.4417 | 0 | 0 | 21.4417 | 83.2395 | 0 | 0 | 0 | 0 | 0 | 21.4417 | 47.4685 | 0
|  |  | 17.5188 | 0 | -17.5188 | 0 | 0 | 17.5188 | 63.7741 | 0 | 0 | 0 | 0 | 0 | 17.5188 | 28.0031 | 0
|  |  | 14.3414 | 0 | -14.3414 | 0 | 0 | 14.3414 | 47.8392 | 0 | 0 | 0 | 0 | 0 | 14.3414 | 12.0683 | 0
|  |  | 11.6673 | 2.5633 | -9.104 | 0.80584 | 0 | 9.104 | 37.7237 | 2.5633 | 0 | 0 | 0.80584 | 0 | 10.8614 | 0 | 2.5633
|  |  | 9.167 | 158.8438 | 149.6769 | 49.9366 | 149.6769 | 0 | 172.4329 | 9.167 | 0 | 40.7696 | 9.167 | 0 | 0 | 0 | 9.167
|  |  | 7.1962 | 342.1991 | 335.0029 | 107.579 | 233.5404 | 0 | 382.6192 | 108.6587 | 101.4624 | 100.3828 | 7.1962 | 0 | 0 | 0 | 108.6587
|  |  | 6.03 | 497.5985 | 491.5685 | 156.4327 | 0 | 0 | 382.6192 | 497.5985 | 491.5685 | 150.4027 | 6.03 | 0 | 0 | 0 | 497.5985
|  |  | 6.0645 | 619.9154 | 613.851 | 194.8862 | 0 | 0 | 382.6192 | 619.9154 | 613.851 | 188.8217 | 6.0645 | 0 | 0 | 0 | 619.9154
|  |  | 6.9622 | 701.6203 | 694.6581 | 220.5722 | 0 | 0 | 382.6192 | 701.6203 | 694.6581 | 213.61 | 6.9622 | 0 | 0 | 0 | 701.6203
|  |  | 9.2104 | 739.5089 | 730.2984 | 232.4834 | 0 | 0 | 382.6192 | 739.5089 | 730.2984 | 223.273 | 9.2104 | 0 | 0 | 0 | 739.5089
|  |  | 12.2202 | 709.3902 | 697.17 | 223.0149 | 0 | 0 | 382.6192 | 709.3902 | 697.17 | 210.7946 | 12.2202 | 0 | 0 | 0 | 709.3902
|  |  | 15.3949 | 640.5018 | 625.1069 | 201.358 | 0 | 0 | 382.6192 | 640.5018 | 625.1069 | 30.5126 | 15.3949 | 155.4505 | 0 | 139.9055 | 640.5018
|  |  | 18.6761 | 519.3864 | 500.7103 | 163.2823 | 0 | 0 | 382.6192 | 519.3864 | 500.7103 | 0 | 18.6761 | 144.6062 | 0 | 270.0511 | 519.3864
|  |  | 22.1391 | 364.5478 | 342.4086 | 114.6049 | 0 | 0 | 382.6192 | 364.5478 | 342.4086 | 0 | 22.1391 | 92.4657 | 0 | 353.2702 | 364.5478
|  |  | 26.0591 | 175.6654 | 149.6063 | 55.2249 | 0 | 0 | 382.6192 | 175.6654 | 149.6063 | 0 | 26.0591 | 29.1658 | 0 | 379.5194 | 175.6654
|  |  | 29.8278 | 3.925 | -25.9028 | 1.2339 | 0 | 25.9028 | 353.8384 | 3.925 | 0 | 0 | 1.2339 | 0 | 28.5939 | 347.7484 | 3.925
|  |  | 32.3465 | 0 | -32.3465 | 0 | 0 | 32.3465 | 317.8978 | 0 | 0 | 0 | 0 | 0 | 32.3465 | 311.8079 | 0
|  |  | 33.6507 | 0 | -33.6507 | 0 | 0 | 33.6507 | 280.5082 | 0 | 0 | 0 | 0 | 0 | 33.6507 | 274.4182 | 0
|  |  | 34.0882 | 0 | -34.0882 | 0 | 0 | 34.0882 | 242.6324 | 0 | 0 | 0 | 0 | 0 | 34.0882 | 236.5424 | 0
|  |  | 33.501 | 0 | -33.501 | 0 | 0 | 33.501 | 205.4091 | 0 | 0 | 0 | 0 | 0 | 33.501 | 199.3191 | 0
|  |  | 32.1465 | 0 | -32.1465 | 0 | 0 | 32.1465 | 169.6908 | 0 | 0 | 0 | 0 | 0 | 32.1465 | 163.6008 | 0
|  |  | 30.2465 | 0 | -30.2465 | 0 | 0 | 30.2465 | 136.0836 | 0 | 0 | 0 | 0 | 0 | 30.2465 | 129.9936 | 0
|  |  | 28.1491 | 0 | -28.1491 | 0 | 0 | 28.1491 | 104.8068 | 0 | 0 | 0 | 0 | 0 | 28.1491 | 98.7168 | 0
|  |  | 25.2107 | 0 | -25.2107 | 0 | 0 | 25.2107 | 76.7949 | 0 | 0 | 0 | 0 | 0 | 25.2107 | 70.705 | 0
|  |  | 21.4417 | 0 | -21.4417 | 0 | 0 | 21.4417 | 52.9708 | 0 | 0 | 0 | 0 | 0 | 21.4417 | 46.8809 | 0
|  |  | 17.5188 | 0 | -17.5188 | 0 | 0 | 17.5188 | 33.5055 | 0 | 0 | 0 | 0 | 0 | 17.5188 | 27.4155 | 0
|  |  | 14.3414 | 0 | -14.3414 | 0 | 0 | 14.3414 | 17.5706 | 0 | 0 | 0 | 0 | 0 | 14.3414 | 11.4807 | 0
|  |  | 11.6673 | 4.2454 | -7.4218 | 1.3347 | 0 | 7.4218 | 9.3241 | 4.2454 | 0 | 0 | 1.3347 | 0 | 10.3326 | -2.5755e-15 | 4.2454
|  |  | 9.167 | 140.9008 | 131.7338 | 44.2957 | 131.7338 | 0 | 127.8846 | 9.167 | 0 | 35.1288 | 9.167 | 0 | -2.318e-15 | 0 | 9.167
|  |  | 7.1962 | 258.0912 | 250.8949 | 81.1375 | 250.8949 | 0 | 353.69 | 7.1962 | 0 | 73.9413 | 7.1962 | 0 | 0 | 0 | 7.1962
|  |  | 6.03 | 343.0802 | 337.0502 | 107.856 | 32.1436 | 0 | 382.6192 | 310.9366 | 304.9066 | 101.826 | 6.03 | 0 | 0 | 0 | 310.9366
|  |  | 6.0645 | 598.528 | 592.4635 | 188.1625 | 0 | 0 | 382.6192 | 598.528 | 592.4635 | 182.098 | 6.0645 | 0 | 0 | 0 | 598.528
|  |  | 6.9622 | 398.4312 | 391.469 | 125.257 | 0 | 0 | 382.6192 | 398.4312 | 391.469 | 118.2948 | 6.9622 | 0 | 0 | 0 | 398.4312
|  |  | 9.2104 | 500.0016 | 490.7911 | 157.1882 | 0 | 0 | 382.6192 | 500.0016 | 490.7911 | 51.6303 | 9.2104 | 96.3474 | 0 | 86.7127 | 500.0016
|  |  | 12.2202 | 601.2515 | 589.0312 | 189.0187 | 0 | 0 | 382.6192 | 601.2515 | 589.0312 | 0 | 12.2202 | 176.7985 | 0 | 245.8313 | 601.2515
|  |  | 15.3949 | 335.3102 | 319.9153 | 105.4133 | 0 | 0 | 382.6192 | 335.3102 | 319.9153 | 0 | 15.3949 | 90.0184 | 0 | 326.8478 | 335.3102
|  |  | 18.6761 | 265.2203 | 246.5442 | 83.3787 | 0 | 0 | 382.6192 | 265.2203 | 246.5442 | 0 | 18.6761 | 64.7027 | 0 | 385.0802 | 265.2203
|  |  | 22.1391 | 30.9197 | 8.7806 | 9.7204 | 0 | 0 | 382.6192 | 30.9197 | 8.7806 | 0 | 9.7204 | 0 | 12.4187 | 371.2816 | 30.9197
|  |  | 26.0591 | 50.3846 | 24.3255 | 15.8397 | 0 | 0 | 382.6192 | 50.3846 | 24.3255 | 0 | 15.8397 | 0 | 10.2194 | 359.9267 | 50.3846
|  |  | 29.8278 | 1.6021 | -28.2258 | 0.50365 | 0 | 28.2258 | 351.2573 | 1.6021 | 0 | 0 | 0.50365 | 0 | 29.3242 | 327.3443 | 1.6021
|  |  | 32.3465 | 0 | -32.3465 | 0 | 0 | 32.3465 | 315.3167 | 0 | 0 | 0 | 0 | 0 | 32.3465 | 291.4037 | 0
|  |  | 33.6507 | 0 | -33.6507 | 0 | 0 | 33.6507 | 277.9271 | 0 | 0 | 0 | 0 | 0 | 33.6507 | 254.0141 | 0
|  |  | 34.0882 | 0 | -34.0882 | 0 | 0 | 34.0882 | 240.0513 | 0 | 0 | 0 | 0 | 0 | 34.0882 | 216.1383 | 0
|  |  | 33.501 | 0 | -33.501 | 0 | 0 | 33.501 | 202.828 | 0 | 0 | 0 | 0 | 0 | 33.501 | 178.915 | 0
|  |  | 32.1465 | 0 | -32.1465 | 0 | 0 | 32.1465 | 167.1097 | 0 | 0 | 0 | 0 | 0 | 32.1465 | 143.1967 | 0
|  |  | 24.0861 | 0 | -24.0861 | 0 | 0 | 24.0861 | 140.3473 | 0 | 0 | 0 | 0 | 0 | 24.0861 | 116.4343 | 0
|  |  | 22.6294 | 0 | -22.6294 | 0 | 0 | 22.6294 | 115.2036 | 0 | 0 | 0 | 0 | 0 | 22.6294 | 91.2906 | 0
|  |  | 20.8758 | 0 | -20.8758 | 0 | 0 | 20.8758 | 92.0083 | 0 | 0 | 0 | 0 | 0 | 20.8758 | 68.0953 | 0
|  |  | 18.9345 | 0 | -18.9345 | 0 | 0 | 18.9345 | 70.9699 | 0 | 0 | 0 | 0 | 0 | 18.9345 | 47.0569 | 0
|  |  | 15.4144 | 0 | -15.4144 | 0 | 0 | 15.4144 | 53.8428 | 0 | 0 | 0 | 0 | 0 | 15.4144 | 29.9298 | 0
|  |  | 11.7376 | 0 | -11.7376 | 0 | 0 | 11.7376 | 40.801 | 0 | 0 | 0 | 0 | 0 | 11.7376 | 16.888 | 0
|  |  | 16.1057 | 2.8837 | -13.222 | 0.90656 | 0 | 13.222 | 26.1098 | 2.8837 | 0 | 0 | 0.90656 | 0 | 15.1992 | 0 | 2.8837
|  |  | 19.9504 | 200.1768 | 180.2265 | 62.9307 | 180.2265 | 0 | 188.3136 | 19.9504 | 0 | 42.9803 | 19.9504 | 0 | 0 | 0 | 19.9504
|  |  | 26.3005 | 422.8626 | 396.5621 | 132.9376 | 215.8951 | 0 | 382.6192 | 206.9675 | 180.6669 | 106.6371 | 26.3005 | 0 | 0 | 0 | 206.9675
|  |  | 31.0713 | 618.3134 | 587.2421 | 194.3825 | 0 | 0 | 382.6192 | 618.3134 | 587.2421 | 163.3112 | 31.0713 | 0 | 0 | 0 | 618.3134
|  |  | 33.2435 | 766.5836 | 733.3401 | 240.9951 | 0 | 0 | 382.6192 | 766.5836 | 733.3401 | 207.7515 | 33.2435 | 0 | 0 | 0 | 766.5836
|  |  | 33.9264 | 858.4615 | 824.5351 | 269.8792 | 0 | 0 | 382.6192 | 858.4615 | 824.5351 | 235.9528 | 33.9264 | 0 | 0 | 0 | 858.4615
|  |  | 35.3688 | 890.5827 | 855.2139 | 279.9773 | 0 | 0 | 382.6192 | 890.5827 | 855.2139 | 244.6085 | 35.3688 | 0 | 0 | 0 | 890.5827
|  |  | 34.1685 | 860.8646 | 826.696 | 270.6347 | 0 | 0 | 382.6192 | 860.8646 | 826.696 | 236.4661 | 34.1685 | 0 | 0 | 0 | 860.8646
|  |  | 35.1159 | 770.3484 | 735.2325 | 242.1786 | 0 | 0 | 382.6192 | 770.3484 | 735.2325 | 105.8372 | 35.1159 | 101.2255 | 0 | 91.103 | 770.3484
|  |  | 40.4938 | 623.6001 | 583.1063 | 196.0446 | 0 | 0 | 382.6192 | 623.6001 | 583.1063 | 0 | 40.4938 | 155.5507 | 0 | 231.0986 | 623.6001
|  |  | 46.2897 | 430.0718 | 383.7822 | 135.204 | 0 | 0 | 382.6192 | 430.0718 | 383.7822 | 0 | 46.2897 | 88.9143 | 0 | 311.1215 | 430.0718
|  |  | 46.7678 | 209.3887 | 162.6209 | 65.8267 | 0 | 0 | 382.6192 | 209.3887 | 162.6209 | 0 | 46.7678 | 19.0589 | 0 | 328.2745 | 209.3887
|  |  | 41.1187 | 3.2842 | -37.8345 | 1.0325 | 0 | 37.8345 | 340.5809 | 3.2842 | 0 | 0 | 1.0325 | 0 | 40.0862 | 283.7343 | 3.2842
|  |  | 30.6708 | 0 | -30.6708 | 0 | 0 | 30.6708 | 306.5023 | 0 | 0 | 0 | 0 | 0 | 30.6708 | 249.6557 | 0
|  |  | 23.3615 | 0 | -23.3615 | 0 | 0 | 23.3615 | 280.5451 | 0 | 0 | 0 | 0 | 0 | 23.3615 | 223.6984 | 0
|  |  | 23.6941 | 0 | -23.6941 | 0 | 0 | 23.6941 | 254.2183 | 0 | 0 | 0 | 0 | 0 | 23.6941 | 197.3716 | 0
|  |  | 24.2768 | 0 | -24.2768 | 0 | 0 | 24.2768 | 227.244 | 0 | 0 | 0 | 0 | 0 | 24.2768 | 170.3973 | 0
|  |  | 24.5562 | 0 | -24.5562 | 0 | 0 | 24.5562 | 199.9594 | 0 | 0 | 0 | 0 | 0 | 24.5562 | 143.1127 | 0
|  |  | 24.0861 | 0 | -24.0861 | 0 | 0 | 24.0861 | 173.1971 | 0 | 0 | 0 | 0 | 0 | 24.0861 | 116.3504 | 0
|  |  | 22.6294 | 0 | -22.6294 | 0 | 0 | 22.6294 | 148.0533 | 0 | 0 | 0 | 0 | 0 | 22.6294 | 91.2066 | 0
|  |  | 20.8758 | 0 | -20.8758 | 0 | 0 | 20.8758 | 124.858 | 0 | 0 | 0 | 0 | 0 | 20.8758 | 68.0113 | 0
|  |  | 18.9345 | 0 | -18.9345 | 0 | 0 | 18.9345 | 103.8196 | 0 | 0 | 0 | 0 | 0 | 18.9345 | 46.973 | 0
|  |  | 15.4144 | 0 | -15.4144 | 0 | 0 | 15.4144 | 86.6925 | 0 | 0 | 0 | 0 | 0 | 15.4144 | 29.8459 | 0
|  |  | 11.7376 | 0 | -11.7376 | 0 | 0 | 11.7376 | 73.6507 | 0 | 0 | 0 | 0 | 0 | 11.7376 | 16.804 | 0
|  |  | 16.1057 | 3.124 | -12.9817 | 0.98211 | 0 | 12.9817 | 59.2265 | 3.124 | 0 | 0 | 0.98211 | 0 | 15.1236 | 0 | 3.124
|  |  | 19.9504 | 194.3293 | 174.379 | 61.0924 | 174.379 | 0 | 216.1676 | 19.9504 | 0 | 41.142 | 19.9504 | 0 | 0 | 0 | 19.9504
|  |  | 26.3005 | 408.9247 | 382.6242 | 128.5559 | 184.9463 | 0 | 382.6192 | 223.9784 | 197.6779 | 102.2554 | 26.3005 | 0 | 0 | 0 | 223.9784
|  |  | 31.0713 | 597.1662 | 566.0949 | 187.7344 | 0 | 0 | 382.6192 | 597.1662 | 566.0949 | 156.6631 | 31.0713 | 0 | 0 | 0 | 597.1662
|  |  | 33.2435 | 742.1523 | 708.9087 | 233.3144 | 0 | 0 | 382.6192 | 742.1523 | 708.9087 | 200.0709 | 33.2435 | 0 | 0 | 0 | 742.1523
|  |  | 33.9264 | 832.7485 | 798.8221 | 261.7957 | 0 | 0 | 382.6192 | 832.7485 | 798.8221 | 227.8692 | 33.9264 | 0 | 0 | 0 | 832.7485
|  |  | 35.3688 | 863.1075 | 827.7387 | 271.3398 | 0 | 0 | 382.6192 | 863.1075 | 827.7387 | 235.971 | 35.3688 | 0 | 0 | 0 | 863.1075
|  |  | 34.1685 | 834.4307 | 800.2621 | 262.3245 | 0 | 0 | 382.6192 | 834.4307 | 800.2621 | 228.156 | 34.1685 | 0 | 0 | 0 | 834.4307
|  |  | 35.1159 | 749.4416 | 714.3257 | 235.606 | 0 | 0 | 382.6192 | 749.4416 | 714.3257 | 89.8819 | 35.1159 | 110.6083 | 0 | 99.5474 | 749.4416
|  |  | 40.4938 | 607.9 | 567.4062 | 191.1088 | 0 | 0 | 382.6192 | 607.9 | 567.4062 | 0 | 40.4938 | 150.615 | 0 | 235.1009 | 607.9
|  |  | 46.2897 | 420.2993 | 374.0096 | 132.1318 | 0 | 0 | 382.6192 | 420.2993 | 374.0096 | 0 | 46.2897 | 85.8421 | 0 | 312.3588 | 420.2993
|  |  | 46.7678 | 204.4223 | 157.6545 | 64.2653 | 0 | 0 | 382.6192 | 204.4223 | 157.6545 | 0 | 46.7678 | 17.4976 | 0 | 328.1066 | 204.4223
|  |  | 41.1187 | 3.6046 | -37.5141 | 1.1332 | 0 | 37.5141 | 340.937 | 3.6046 | 0 | 0 | 1.1332 | 0 | 39.9855 | 283.6783 | 3.6046
|  |  | 30.6708 | 0 | -30.6708 | 0 | 0 | 30.6708 | 306.8583 | 0 | 0 | 0 | 0 | 0 | 30.6708 | 249.5997 | 0
|  |  | 23.3615 | 0 | -23.3615 | 0 | 0 | 23.3615 | 280.9011 | 0 | 0 | 0 | 0 | 0 | 23.3615 | 223.6425 | 0
|  |  | 23.6941 | 0 | -23.6941 | 0 | 0 | 23.6941 | 254.5743 | 0 | 0 | 0 | 0 | 0 | 23.6941 | 197.3157 | 0
|  |  | 24.2768 | 0 | -24.2768 | 0 | 0 | 24.2768 | 227.6 | 0 | 0 | 0 | 0 | 0 | 24.2768 | 170.3414 | 0
|  |  | 24.5562 | 0 | -24.5562 | 0 | 0 | 24.5562 | 200.3154 | 0 | 0 | 0 | 0 | 0 | 24.5562 | 143.0568 | 0
|  |  | 24.0861 | 0 | -24.0861 | 0 | 0 | 24.0861 | 173.5531 | 0 | 0 | 0 | 0 | 0 | 24.0861 | 116.2944 | 0
|  |  | 22.6294 | 0 | -22.6294 | 0 | 0 | 22.6294 | 148.4093 | 0 | 0 | 0 | 0 | 0 | 22.6294 | 91.1507 | 0
|  |  | 20.8758 | 0 | -20.8758 | 0 | 0 | 20.8758 | 125.214 | 0 | 0 | 0 | 0 | 0 | 20.8758 | 67.9554 | 0
|  |  | 18.9345 | 0 | -18.9345 | 0 | 0 | 18.9345 | 104.1757 | 0 | 0 | 0 | 0 | 0 | 18.9345 | 46.917 | 0
|  |  | 15.4144 | 0 | -15.4144 | 0 | 0 | 15.4144 | 87.0485 | 0 | 0 | 0 | 0 | 0 | 15.4144 | 29.7899 | 0
|  |  | 11.7376 | 0 | -11.7376 | 0 | 0 | 11.7376 | 74.0067 | 0 | 0 | 0 | 0 | 0 | 11.7376 | 16.7481 | 0
|  |  | 16.1057 | 3.2842 | -12.8215 | 1.0325 | 0 | 12.8215 | 59.7606 | 3.2842 | 0 | 0 | 1.0325 | 0 | 15.0733 | 0 | 3.2842
|  |  | 19.9504 | 196.6523 | 176.702 | 61.8227 | 176.702 | 0 | 218.7923 | 19.9504 | 0 | 41.8723 | 19.9504 | 0 | 0 | 0 | 19.9504
|  |  | 26.3005 | 414.4518 | 388.1513 | 130.2935 | 182.0299 | 0 | 382.6192 | 232.4219 | 206.1213 | 103.9929 | 26.3005 | 0 | 0 | 0 | 232.4219
|  |  | 31.0713 | 605.3367 | 574.2654 | 190.303 | 0 | 0 | 382.6192 | 605.3367 | 574.2654 | 159.2317 | 31.0713 | 0 | 0 | 0 | 605.3367
|  |  | 33.2435 | 748.7207 | 715.4771 | 235.3794 | 0 | 0 | 382.6192 | 748.7207 | 715.4771 | 202.1358 | 33.2435 | 0 | 0 | 0 | 748.7207
|  |  | 33.9264 | 834.4307 | 800.5042 | 262.3245 | 0 | 0 | 382.6192 | 834.4307 | 800.5042 | 228.3981 | 33.9264 | 0 | 0 | 0 | 834.4307
|  |  | 35.3688 | 864.2289 | 828.8601 | 271.6923 | 0 | 0 | 382.6192 | 864.2289 | 828.8601 | 236.3236 | 35.3688 | 0 | 0 | 0 | 864.2289
|  |  | 34.1685 | 828.1826 | 794.0141 | 260.3603 | 0 | 0 | 382.6192 | 828.1826 | 794.0141 | 226.1917 | 34.1685 | 0 | 0 | 0 | 828.1826
|  |  | 35.1159 | 735.1032 | 699.9873 | 231.0984 | 0 | 0 | 382.6192 | 735.1032 | 699.9873 | 66.7573 | 35.1159 | 129.2252 | 0 | 116.3027 | 735.1032
|  |  | 40.4938 | 588.5952 | 548.1014 | 185.0399 | 0 | 0 | 382.6192 | 588.5952 | 548.1014 | 0 | 40.4938 | 144.546 | 0 | 246.3941 | 588.5952
|  |  | 46.2897 | 398.9919 | 352.7023 | 125.4333 | 0 | 0 | 382.6192 | 398.9919 | 352.7023 | 0 | 46.2897 | 79.1436 | 0 | 317.6233 | 398.9919
|  |  | 46.7678 | 187.2002 | 140.4324 | 58.8511 | 0 | 0 | 382.6192 | 187.2002 | 140.4324 | 0 | 46.7678 | 12.0834 | 0 | 328.4984 | 187.2002
|  |  | 41.1187 | 2.323 | -38.7957 | 0.73029 | 0 | 38.7957 | 339.5129 | 2.323 | 0 | 0 | 0.73029 | 0 | 40.3884 | 283.6224 | 2.323
|  |  | 30.6708 | 0 | -30.6708 | 0 | 0 | 30.6708 | 305.4343 | 0 | 0 | 0 | 0 | 0 | 30.6708 | 249.5438 | 0
|  |  | 23.3615 | 0 | -23.3615 | 0 | 0 | 23.3615 | 279.477 | 0 | 0 | 0 | 0 | 0 | 23.3615 | 223.5865 | 0
|  |  | 23.6941 | 0 | -23.6941 | 0 | 0 | 23.6941 | 253.1502 | 0 | 0 | 0 | 0 | 0 | 23.6941 | 197.2597 | 0
|  |  | 24.2768 | 0 | -24.2768 | 0 | 0 | 24.2768 | 226.176 | 0 | 0 | 0 | 0 | 0 | 24.2768 | 170.2854 | 0
|  |  | 24.5562 | 0 | -24.5562 | 0 | 0 | 24.5562 | 198.8913 | 0 | 0 | 0 | 0 | 0 | 24.5562 | 143.0008 | 0
|  |  | 24.0861 | 0 | -24.0861 | 0 | 0 | 24.0861 | 172.129 | 0 | 0 | 0 | 0 | 0 | 24.0861 | 116.2385 | 0
|  |  | 22.6294 | 0 | -22.6294 | 0 | 0 | 22.6294 | 146.9853 | 0 | 0 | 0 | 0 | 0 | 22.6294 | 91.0947 | 0
|  |  | 20.8758 | 0 | -20.8758 | 0 | 0 | 20.8758 | 123.79 | 0 | 0 | 0 | 0 | 0 | 20.8758 | 67.8994 | 0
|  |  | 18.9345 | 0 | -18.9345 | 0 | 0 | 18.9345 | 102.7516 | 0 | 0 | 0 | 0 | 0 | 18.9345 | 46.8611 | 0
|  |  | 15.4144 | 0 | -15.4144 | 0 | 0 | 15.4144 | 85.6245 | 0 | 0 | 0 | 0 | 0 | 15.4144 | 29.7339 | 0
|  |  | 11.7376 | 0 | -11.7376 | 0 | 0 | 11.7376 | 72.5827 | 0 | 0 | 0 | 0 | 0 | 11.7376 | 16.6921 | 0
|  |  | 16.1057 | 3.4444 | -12.6613 | 1.0828 | 0 | 12.6613 | 58.5145 | 3.4444 | 0 | 0 | 1.0828 | 0 | 15.0229 | 0 | 3.4444
|  |  | 19.9504 | 192.8875 | 172.9371 | 60.6391 | 172.9371 | 0 | 214.1579 | 19.9504 | 0 | 40.6887 | 19.9504 | 0 | 0 | 0 | 19.9504
|  |  | 26.3005 | 405.7206 | 379.4201 | 127.5486 | 187.1792 | 0 | 382.6192 | 218.5413 | 192.2408 | 101.2481 | 26.3005 | 0 | 0 | 0 | 218.5413
|  |  | 31.0713 | 591.7993 | 560.7281 | 186.0472 | 0 | 0 | 382.6192 | 591.7993 | 560.7281 | 154.9759 | 31.0713 | 0 | 0 | 0 | 591.7993
|  |  | 33.2435 | 733.4211 | 700.1775 | 230.5696 | 0 | 0 | 382.6192 | 733.4211 | 700.1775 | 197.326 | 33.2435 | 0 | 0 | 0 | 733.4211
|  |  | 33.9264 | 818.5703 | 784.6439 | 257.3384 | 0 | 0 | 382.6192 | 818.5703 | 784.6439 | 223.412 | 33.9264 | 0 | 0 | 0 | 818.5703
|  |  | 35.3688 | 844.9241 | 809.5554 | 265.6234 | 0 | 0 | 382.6192 | 844.9241 | 809.5554 | 230.2546 | 35.3688 | 0 | 0 | 0 | 844.9241
|  |  | 34.1685 | 812.4825 | 778.314 | 255.4245 | 0 | 0 | 382.6192 | 812.4825 | 778.314 | 221.256 | 34.1685 | 0 | 0 | 0 | 812.4825
|  |  | 35.1159 | 722.6072 | 687.4913 | 227.1699 | 0 | 0 | 382.6192 | 722.6072 | 687.4913 | 57.6146 | 35.1159 | 134.4395 | 0 | 120.9955 | 722.6072
|  |  | 40.4938 | 580.1844 | 539.6906 | 182.3957 | 0 | 0 | 382.6192 | 580.1844 | 539.6906 | 0 | 40.4938 | 141.9019 | 0 | 248.7072 | 580.1844
|  |  | 46.2897 | 392.3434 | 346.0537 | 123.3431 | 0 | 0 | 382.6192 | 392.3434 | 346.0537 | 0 | 46.2897 | 77.0535 | 0 | 318.0554 | 392.3434
|  |  | 46.7678 | 185.2777 | 138.51 | 58.2468 | 0 | 0 | 382.6192 | 185.2777 | 138.51 | 0 | 46.7678 | 11.479 | 0 | 328.3864 | 185.2777
|  |  | 41.1187 | 2.5633 | -38.5554 | 0.80584 | 0 | 38.5554 | 339.7799 | 2.5633 | 0 | 0 | 0.80584 | 0 | 40.3128 | 283.5944 | 2.5633
|  |  | 30.6708 | 0 | -30.6708 | 0 | 0 | 30.6708 | 305.7013 | 0 | 0 | 0 | 0 | 0 | 30.6708 | 249.5158 | 0
|  |  | 23.3615 | 0 | -23.3615 | 0 | 0 | 23.3615 | 279.744 | 0 | 0 | 0 | 0 | 0 | 23.3615 | 223.5585 | 0
|  |  | 23.6941 | 0 | -23.6941 | 0 | 0 | 23.6941 | 253.4172 | 0 | 0 | 0 | 0 | 0 | 23.6941 | 197.2317 | 0
|  |  | 24.2768 | 0 | -24.2768 | 0 | 0 | 24.2768 | 226.443 | 0 | 0 | 0 | 0 | 0 | 24.2768 | 170.2574 | 0
|  |  | 24.5562 | 0 | -24.5562 | 0 | 0 | 24.5562 | 199.1583 | 0 | 0 | 0 | 0 | 0 | 24.5562 | 142.9728 | 0
|  |  | 24.0861 | 0 | -24.0861 | 0 | 0 | 24.0861 | 172.396 | 0 | 0 | 0 | 0 | 0 | 24.0861 | 116.2105 | 0
|  |  | 22.6294 | 0 | -22.6294 | 0 | 0 | 22.6294 | 147.2523 | 0 | 0 | 0 | 0 | 0 | 22.6294 | 91.0667 | 0
|  |  | 20.8758 | 0 | -20.8758 | 0 | 0 | 20.8758 | 124.057 | 0 | 0 | 0 | 0 | 0 | 20.8758 | 67.8714 | 0
|  |  | 18.9345 | 0 | -18.9345 | 0 | 0 | 18.9345 | 103.0186 | 0 | 0 | 0 | 0 | 0 | 18.9345 | 46.8331 | 0
|  |  | 15.4144 | 0 | -15.4144 | 0 | 0 | 15.4144 | 85.8915 | 0 | 0 | 0 | 0 | 0 | 15.4144 | 29.706 | 0
|  |  | 11.7376 | 0 | -11.7376 | 0 | 0 | 11.7376 | 72.8497 | 0 | 0 | 0 | 0 | 0 | 11.7376 | 16.6641 | 0
|  |  | 16.1057 | 3.5245 | -12.5812 | 1.108 | 0 | 12.5812 | 58.8705 | 3.5245 | 0 | 0 | 1.108 | 0 | 14.9977 | 0 | 3.5245
|  |  | 19.9504 | 202.0993 | 182.1489 | 63.5351 | 182.1489 | 0 | 222.8046 | 19.9504 | 0 | 43.5847 | 19.9504 | 0 | 0 | 0 | 19.9504
|  |  | 26.3005 | 425.9065 | 399.606 | 133.8945 | 177.5719 | 0 | 382.6192 | 248.3346 | 222.0341 | 107.594 | 26.3005 | 0 | 0 | 0 | 248.3346
|  |  | 31.0713 | 623.3598 | 592.2886 | 195.969 | 0 | 0 | 382.6192 | 623.3598 | 592.2886 | 164.8977 | 31.0713 | 0 | 0 | 0 | 623.3598
|  |  | 33.2435 | 775.1546 | 741.9111 | 243.6896 | 0 | 0 | 382.6192 | 775.1546 | 741.9111 | 210.446 | 33.2435 | 0 | 0 | 0 | 775.1546
|  |  | 33.9264 | 870.3167 | 836.3903 | 273.6062 | 0 | 0 | 382.6192 | 870.3167 | 836.3903 | 239.6798 | 33.9264 | 0 | 0 | 0 | 870.3167
|  |  | 35.3688 | 907.7247 | 872.3559 | 285.3663 | 0 | 0 | 382.6192 | 907.7247 | 872.3559 | 249.9976 | 35.3688 | 0 | 0 | 0 | 907.7247
|  |  | 34.1685 | 886.898 | 852.7294 | 278.8189 | 0 | 0 | 382.6192 | 886.898 | 852.7294 | 244.6504 | 34.1685 | 0 | 0 | 0 | 886.898
|  |  | 35.1159 | 805.1932 | 770.0772 | 253.1329 | 0 | 0 | 382.6192 | 805.1932 | 770.0772 | 120.1435 | 35.1159 | 97.8735 | 0 | 88.0861 | 805.1932
|  |  | 40.4938 | 667.897 | 627.4031 | 209.9704 | 0 | 0 | 382.6192 | 667.897 | 627.4031 | 0 | 40.4938 | 169.4766 | 0 | 240.615 | 667.897
|  |  | 46.2897 | 459.3894 | 413.0998 | 144.4208 | 0 | 0 | 382.6192 | 459.3894 | 413.0998 | 0 | 46.2897 | 98.1311 | 0 | 328.933 | 459.3894
|  |  | 46.7678 | 216.2775 | 169.5097 | 67.9923 | 0 | 0 | 382.6192 | 216.2775 | 169.5097 | 0 | 46.7678 | 21.2246 | 0 | 348.0351 | 216.2775
|  |  | 41.1187 | 6.248 | -34.8707 | 1.9642 | 0 | 34.8707 | 343.8741 | 6.248 | 0 | 0 | 1.9642 | 0 | 39.1545 | 304.5302 | 6.248
|  |  | 30.6708 | 0 | -30.6708 | 0 | 0 | 30.6708 | 309.7954 | 0 | 0 | 0 | 0 | 0 | 30.6708 | 270.4516 | 0
|  |  | 23.3615 | 0 | -23.3615 | 0 | 0 | 23.3615 | 283.8382 | 0 | 0 | 0 | 0 | 0 | 23.3615 | 244.4943 | 0
|  |  | 23.6941 | 0 | -23.6941 | 0 | 0 | 23.6941 | 257.5114 | 0 | 0 | 0 | 0 | 0 | 23.6941 | 218.1675 | 0
|  |  | 24.2768 | 0 | -24.2768 | 0 | 0 | 24.2768 | 230.5371 | 0 | 0 | 0 | 0 | 0 | 24.2768 | 191.1932 | 0
|  |  | 24.5562 | 0 | -24.5562 | 0 | 0 | 24.5562 | 203.2525 | 0 | 0 | 0 | 0 | 0 | 24.5562 | 163.9086 | 0
|  |  | 30.2465 | 0 | -30.2465 | 0 | 0 | 30.2465 | 169.6453 | 0 | 0 | 0 | 0 | 0 | 30.2465 | 130.3014 | 0
|  |  | 28.1491 | 0 | -28.1491 | 0 | 0 | 28.1491 | 138.3685 | 0 | 0 | 0 | 0 | 0 | 28.1491 | 99.0246 | 0
|  |  | 25.2107 | 0 | -25.2107 | 0 | 0 | 25.2107 | 110.3566 | 0 | 0 | 0 | 0 | 0 | 25.2107 | 71.0127 | 0
|  |  | 21.4417 | 0 | -21.4417 | 0 | 0 | 21.4417 | 86.5326 | 0 | 0 | 0 | 0 | 0 | 21.4417 | 47.1887 | 0
|  |  | 17.5188 | 0 | -17.5188 | 0 | 0 | 17.5188 | 67.0672 | 0 | 0 | 0 | 0 | 0 | 17.5188 | 27.7233 | 0
|  |  | 14.3414 | 0 | -14.3414 | 0 | 0 | 14.3414 | 51.1323 | 0 | 0 | 0 | 0 | 0 | 14.3414 | 11.7884 | 0
|  |  | 11.6673 | 3.3643 | -8.3029 | 1.0577 | 0 | 8.3029 | 41.9068 | 3.3643 | 0 | 0 | 1.0577 | 0 | 10.6096 | 2.5303e-15 | 3.3643
|  |  | 9.167 | 150.7534 | 141.5865 | 47.3932 | 141.5865 | 0 | 169.3347 | 9.167 | 0 | 38.2262 | 9.167 | 0 | 2.2773e-15 | 0 | 9.167
|  |  | 7.1962 | 332.8271 | 325.6308 | 104.6326 | 236.9829 | 0 | 382.6192 | 95.8442 | 88.648 | 97.4364 | 7.1962 | 0 | 0 | 0 | 95.8442
|  |  | 6.03 | 493.0326 | 487.0026 | 154.9973 | 0 | 0 | 382.6192 | 493.0326 | 487.0026 | 148.9673 | 6.03 | 0 | 0 | 0 | 493.0326
|  |  | 6.0645 | 603.8949 | 597.8304 | 189.8497 | 0 | 0 | 382.6192 | 603.8949 | 597.8304 | 183.7852 | 6.0645 | 0 | 0 | 0 | 603.8949
|  |  | 6.9622 | 684.1578 | 677.1957 | 215.0824 | 0 | 0 | 382.6192 | 684.1578 | 677.1957 | 208.1202 | 6.9622 | 0 | 0 | 0 | 684.1578
|  |  | 9.2104 | 711.2326 | 702.0222 | 223.594 | 0 | 0 | 382.6192 | 711.2326 | 702.0222 | 214.3836 | 9.2104 | 0 | 0 | 0 | 711.2326
|  |  | 12.2202 | 685.7599 | 673.5397 | 215.5861 | 0 | 0 | 382.6192 | 685.7599 | 673.5397 | 198.9262 | 12.2202 | 4.4397 | 0 | 3.9957 | 685.7599
|  |  | 15.3949 | 612.1454 | 596.7505 | 192.4435 | 0 | 0 | 382.6192 | 612.1454 | 596.7505 | 0 | 15.3949 | 177.0486 | 0 | 163.3394 | 612.1454
|  |  | 18.6761 | 491.8311 | 473.155 | 154.6196 | 0 | 0 | 382.6192 | 491.8311 | 473.155 | 0 | 18.6761 | 135.9435 | 0 | 285.6886 | 491.8311
|  |  | 22.1391 | 336.9924 | 314.8533 | 105.9421 | 0 | 0 | 382.6192 | 336.9924 | 314.8533 | 0 | 22.1391 | 83.803 | 0 | 361.1113 | 336.9924
|  |  | 26.0591 | 156.3606 | 130.3015 | 49.1559 | 0 | 0 | 382.6192 | 156.3606 | 130.3015 | 0 | 26.0591 | 23.0968 | 0 | 381.8984 | 156.3606
|  |  | 29.8278 | 3.2041 | -26.6237 | 1.0073 | 0 | 26.6237 | 353.0373 | 3.2041 | 0 | 0 | 1.0073 | 0 | 28.8205 | 349.8756 | 3.2041
|  |  | 32.3465 | 0 | -32.3465 | 0 | 0 | 32.3465 | 317.0968 | 0 | 0 | 0 | 0 | 0 | 32.3465 | 313.9351 | 0
|  |  | 33.6507 | 0 | -33.6507 | 0 | 0 | 33.6507 | 279.7071 | 0 | 0 | 0 | 0 | 0 | 33.6507 | 276.5454 | 0
|  |  | 34.0882 | 0 | -34.0882 | 0 | 0 | 34.0882 | 241.8314 | 0 | 0 | 0 | 0 | 0 | 34.0882 | 238.6696 | 0
|  |  | 33.501 | 0 | -33.501 | 0 | 0 | 33.501 | 204.6081 | 0 | 0 | 0 | 0 | 0 | 33.501 | 201.4463 | 0
|  |  | 32.1465 | 0 | -32.1465 | 0 | 0 | 32.1465 | 168.8897 | 0 | 0 | 0 | 0 | 0 | 32.1465 | 165.728 | 0
|  |  | 30.2465 | 0 | -30.2465 | 0 | 0 | 30.2465 | 135.2826 | 0 | 0 | 0 | 0 | 0 | 30.2465 | 132.1208 | 0
|  |  | 28.1491 | 0 | -28.1491 | 0 | 0 | 28.1491 | 104.0058 | 0 | 0 | 0 | 0 | 0 | 28.1491 | 100.844 | 0
|  |  | 25.2107 | 0 | -25.2107 | 0 | 0 | 25.2107 | 75.9939 | 0 | 0 | 0 | 0 | 0 | 25.2107 | 72.8321 | 0
|  |  | 21.4417 | 0 | -21.4417 | 0 | 0 | 21.4417 | 52.1698 | 0 | 0 | 0 | 0 | 0 | 21.4417 | 49.0081 | 0
|  |  | 17.5188 | 0 | -17.5188 | 0 | 0 | 17.5188 | 32.7044 | 0 | 0 | 0 | 0 | 0 | 17.5188 | 29.5427 | 0
|  |  | 14.3414 | 0 | -14.3414 | 0 | 0 | 14.3414 | 16.7696 | 0 | 0 | 0 | 0 | 0 | 14.3414 | 13.6078 | 0
|  |  | 11.6673 | 5.9276 | -5.7397 | 1.8635 | 0 | 5.7397 | 10.3922 | 5.9276 | 0 | 0 | 1.8635 | 0 | 9.8038 | 2.7147 | 5.9276
|  |  | 9.167 | 21.3874 | 12.2205 | 6.7237 | 12.2205 | 0 | 21.3906 | 9.167 | 0 | 0 | 6.7237 | 0 | 2.4433 | -3.5495e-16 | 9.167
|  |  | 7.1962 | 122.7976 | 115.6013 | 38.6045 | 115.6013 | 0 | 125.4318 | 7.1962 | 0 | 31.4083 | 7.1962 | 0 | -3.1946e-16 | 0 | 7.1962
|  |  | 6.03 | 262.1764 | 256.1464 | 82.4218 | 256.1464 | 0 | 355.9636 | 6.03 | 0 | 76.3918 | 6.03 | 0 | 0 | 0 | 6.03
|  |  | 6.0645 | 779.5603 | 773.4958 | 245.0746 | 29.6174 | 0 | 382.6192 | 749.9429 | 743.8784 | 239.0101 | 6.0645 | 0 | 0 | 0 | 749.9429
|  |  | 6.9622 | 973.6493 | 966.6871 | 306.0914 | 0 | 0 | 382.6192 | 973.6493 | 966.6871 | 166.5059 | 6.9622 | 132.6233 | 0 | 119.361 | 973.6493
|  |  | 9.2104 | 464.1155 | 454.9051 | 145.9065 | 0 | 0 | 382.6192 | 464.1155 | 454.9051 | 0 | 9.2104 | 136.6961 | 0 | 242.3875 | 464.1155
|  |  | 12.2202 | 72.3328 | 60.1126 | 22.7397 | 0 | 0 | 382.6192 | 72.3328 | 60.1126 | 0 | 12.2202 | 10.5194 | 0 | 251.8549 | 72.3328
|  |  | 15.3949 | 190.164 | 174.7691 | 59.7829 | 0 | 0 | 382.6192 | 190.164 | 174.7691 | 0 | 15.3949 | 44.388 | 0 | 291.8041 | 190.164
|  |  | 18.6761 | 328.902 | 310.2259 | 103.3987 | 0 | 0 | 382.6192 | 328.902 | 310.2259 | 0 | 18.6761 | 84.7226 | 0 | 368.0545 | 328.902
|  |  | 22.1391 | 123.7588 | 101.6197 | 38.9067 | 0 | 0 | 382.6192 | 123.7588 | 101.6197 | 0 | 22.1391 | 16.7676 | 0 | 383.1453 | 123.7588
|  |  | 26.0591 | 15.7802 | -10.2789 | 4.9609 | 0 | 10.2789 | 371.1983 | 15.7802 | 0 | 0 | 4.9609 | 0 | 21.0982 | 359.7029 | 15.7802
|  |  | 29.8278 | 1.6021 | -28.2258 | 0.50365 | 0 | 28.2258 | 339.8363 | 1.6021 | 0 | 0 | 0.50365 | 0 | 29.3242 | 327.1204 | 1.6021
|  |  | 32.3465 | 0 | -32.3465 | 0 | 0 | 32.3465 | 303.8958 | 0 | 0 | 0 | 0 | 0 | 32.3465 | 291.1799 | 0
|  |  | 33.6507 | 0 | -33.6507 | 0 | 0 | 33.6507 | 266.5061 | 0 | 0 | 0 | 0 | 0 | 33.6507 | 253.7902 | 0
|  |  | 34.0882 | 0 | -34.0882 | 0 | 0 | 34.0882 | 228.6303 | 0 | 0 | 0 | 0 | 0 | 34.0882 | 215.9144 | 0
|  |  | 33.501 | 0 | -33.501 | 0 | 0 | 33.501 | 191.407 | 0 | 0 | 0 | 0 | 0 | 33.501 | 178.6912 | 0
|  |  | 32.1465 | 0 | -32.1465 | 0 | 0 | 32.1465 | 155.6887 | 0 | 0 | 0 | 0 | 0 | 32.1465 | 142.9728 | 0
|  |  | 24.0861 | 0 | -24.0861 | 0 | 0 | 24.0861 | 128.9264 | 0 | 0 | 0 | 0 | 0 | 24.0861 | 116.2105 | 0
|  |  | 22.6294 | 0 | -22.6294 | 0 | 0 | 22.6294 | 103.7826 | 0 | 0 | 0 | 0 | 0 | 22.6294 | 91.0667 | 0
|  |  | 20.8758 | 0 | -20.8758 | 0 | 0 | 20.8758 | 80.5873 | 0 | 0 | 0 | 0 | 0 | 20.8758 | 67.8714 | 0
|  |  | 18.9345 | 0 | -18.9345 | 0 | 0 | 18.9345 | 59.549 | 0 | 0 | 0 | 0 | 0 | 18.9345 | 46.8331 | 0
|  |  | 15.4144 | 0 | -15.4144 | 0 | 0 | 15.4144 | 42.4218 | 0 | 0 | 0 | 0 | 0 | 15.4144 | 29.706 | 0
|  |  | 11.7376 | 0 | -11.7376 | 0 | 0 | 11.7376 | 29.38 | 0 | 0 | 0 | 0 | 0 | 11.7376 | 16.6641 | 0
|  |  | 16.1057 | 3.5245 | -12.5812 | 1.108 | 0 | 12.5812 | 15.4009 | 3.5245 | 0 | 0 | 1.108 | 0 | 14.9977 | 0 | 3.5245
|  |  | 19.9504 | 123.0379 | 103.0875 | 38.6801 | 103.0875 | 0 | 108.1796 | 19.9504 | 0 | 18.7297 | 19.9504 | 0 | 0 | 0 | 19.9504
|  |  | 26.3005 | 258.3315 | 232.0309 | 81.2131 | 232.0309 | 0 | 317.0075 | 26.3005 | 0 | 54.9125 | 26.3005 | 0 | 0 | 0 | 26.3005
|  |  | 31.0713 | 377.7647 | 346.6934 | 118.7599 | 72.902 | 0 | 382.6192 | 304.8627 | 273.7914 | 87.6887 | 31.0713 | 0 | 0 | 0 | 304.8627
|  |  | 33.2435 | 479.7356 | 446.492 | 150.8171 | 0 | 0 | 382.6192 | 479.7356 | 446.492 | 117.5735 | 33.2435 | 0 | 0 | 0 | 479.7356
|  |  | 33.9264 | 544.8591 | 510.9327 | 171.2903 | 0 | 0 | 382.6192 | 544.8591 | 510.9327 | 137.3639 | 33.9264 | 0 | 0 | 0 | 544.8591
|  |  | 35.3688 | 564.7246 | 529.3558 | 177.5355 | 0 | 0 | 382.6192 | 564.7246 | 529.3558 | 110.2274 | 35.3688 | 31.9393 | 0 | 28.7454 | 564.7246
|  |  | 34.1685 | 537.009 | 502.8405 | 168.8224 | 0 | 0 | 382.6192 | 537.009 | 502.8405 | 0 | 34.1685 | 134.6539 | 0 | 149.9339 | 537.009
|  |  | 35.1159 | 464.4359 | 429.32 | 146.0072 | 0 | 0 | 382.6192 | 464.4359 | 429.32 | 0 | 35.1159 | 110.8913 | 0 | 249.7361 | 464.4359
|  |  | 40.4938 | 362.6253 | 322.1315 | 114.0005 | 0 | 0 | 382.6192 | 362.6253 | 322.1315 | 0 | 40.4938 | 73.5066 | 0 | 315.8921 | 362.6253
|  |  | 46.2897 | 242.1507 | 195.861 | 76.1262 | 0 | 0 | 382.6192 | 242.1507 | 195.861 | 0 | 46.2897 | 29.8366 | 0 | 342.745 | 242.1507
|  |  | 46.7678 | 107.8984 | 61.1307 | 33.9206 | 0 | 0 | 382.6192 | 107.8984 | 61.1307 | 0 | 33.9206 | 0 | 12.8472 | 328.4704 | 107.8984
|  |  | 41.1187 | 1.6822 | -39.4365 | 0.52883 | 0 | 39.4365 | 338.8009 | 1.6822 | 0 | 0 | 0.52883 | 0 | 40.5899 | 283.3705 | 1.6822
|  |  | 30.6708 | 0 | -30.6708 | 0 | 0 | 30.6708 | 304.7223 | 0 | 0 | 0 | 0 | 0 | 30.6708 | 249.2919 | 0
|  |  | 23.3615 | 0 | -23.3615 | 0 | 0 | 23.3615 | 278.765 | 0 | 0 | 0 | 0 | 0 | 23.3615 | 223.3347 | 0
|  |  | 23.6941 | 0 | -23.6941 | 0 | 0 | 23.6941 | 252.4382 | 0 | 0 | 0 | 0 | 0 | 23.6941 | 197.0079 | 0
|  |  | 24.2768 | 0 | -24.2768 | 0 | 0 | 24.2768 | 225.4639 | 0 | 0 | 0 | 0 | 0 | 24.2768 | 170.0336 | 0
|  |  | 24.5562 | 0 | -24.5562 | 0 | 0 | 24.5562 | 198.1793 | 0 | 0 | 0 | 0 | 0 | 24.5562 | 142.749 | 0
|  |  | 24.0861 | 0 | -24.0861 | 0 | 0 | 24.0861 | 171.417 | 0 | 0 | 0 | 0 | 0 | 24.0861 | 115.9867 | 0
|  |  | 22.6294 | 0 | -22.6294 | 0 | 0 | 22.6294 | 146.2732 | 0 | 0 | 0 | 0 | 0 | 22.6294 | 90.8429 | 0
|  |  | 20.8758 | 0 | -20.8758 | 0 | 0 | 20.8758 | 123.0779 | 0 | 0 | 0 | 0 | 0 | 20.8758 | 67.6476 | 0
|  |  | 18.9345 | 0 | -18.9345 | 0 | 0 | 18.9345 | 102.0396 | 0 | 0 | 0 | 0 | 0 | 18.9345 | 46.6092 | 0
|  |  | 15.4144 | 0 | -15.4144 | 0 | 0 | 15.4144 | 84.9124 | 0 | 0 | 0 | 0 | 0 | 15.4144 | 29.4821 | 0
|  |  | 11.7376 | 0 | -11.7376 | 0 | 0 | 11.7376 | 71.8706 | 0 | 0 | 0 | 0 | 0 | 11.7376 | 16.4403 | 0
|  |  | 16.1057 | 4.1653 | -11.9404 | 1.3095 | 0 | 11.9404 | 58.6035 | 4.1653 | 0 | 0 | 1.3095 | 0 | 14.7963 | -2.6186e-15 | 4.1653
|  |  | 19.9504 | 152.5157 | 132.5653 | 47.9472 | 132.5653 | 0 | 177.9123 | 19.9504 | 0 | 27.9968 | 19.9504 | 0 | -2.3567e-15 | 0 | 19.9504
|  |  | 26.3005 | 342.2792 | 315.9787 | 107.6042 | 227.4522 | 0 | 382.6192 | 114.827 | 88.5265 | 81.3036 | 26.3005 | 0 | 0 | 0 | 114.827
|  |  | 31.0713 | 522.1099 | 491.0386 | 164.1385 | 0 | 0 | 382.6192 | 522.1099 | 491.0386 | 133.0672 | 31.0713 | 0 | 0 | 0 | 522.1099
|  |  | 33.2435 | 638.1789 | 604.9353 | 200.6277 | 0 | 0 | 382.6192 | 638.1789 | 604.9353 | 167.3842 | 33.2435 | 0 | 0 | 0 | 638.1789
|  |  | 33.9264 | 693.5299 | 659.6034 | 218.0288 | 0 | 0 | 382.6192 | 693.5299 | 659.6034 | 184.1023 | 33.9264 | 0 | 0 | 0 | 693.5299
|  |  | 35.3688 | 704.4239 | 669.0551 | 221.4535 | 0 | 0 | 382.6192 | 704.4239 | 669.0551 | 186.0848 | 35.3688 | 0 | 0 | 0 | 704.4239
|  |  | 34.1685 | 664.2123 | 630.0437 | 208.812 | 0 | 0 | 382.6192 | 664.2123 | 630.0437 | 108.9332 | 34.1685 | 65.7103 | 0 | 59.1392 | 664.2123
|  |  | 35.1159 | 596.4453 | 561.3294 | 187.5077 | 0 | 0 | 382.6192 | 596.4453 | 561.3294 | 0 | 35.1159 | 152.3918 | 0 | 196.2919 | 596.4453
|  |  | 40.4938 | 466.5987 | 426.1049 | 146.6872 | 0 | 0 | 382.6192 | 466.5987 | 426.1049 | 0 | 40.4938 | 106.1933 | 0 | 291.8659 | 466.5987
|  |  | 46.2897 | 300.4655 | 254.1759 | 94.459 | 0 | 0 | 382.6192 | 300.4655 | 254.1759 | 0 | 46.2897 | 48.1693 | 0 | 335.2183 | 300.4655
|  |  | 46.7678 | 128.9655 | 82.1977 | 40.5436 | 0 | 0 | 382.6192 | 128.9655 | 82.1977 | 0 | 40.5436 | 0 | 6.2242 | 328.3025 | 128.9655
|  |  | 41.1187 | 1.9225 | -39.1962 | 0.60438 | 0 | 39.1962 | 339.0679 | 1.9225 | 0 | 0 | 0.60438 | 0 | 40.5143 | 283.2866 | 1.9225
|  |  | 30.6708 | 0 | -30.6708 | 0 | 0 | 30.6708 | 304.9893 | 0 | 0 | 0 | 0 | 0 | 30.6708 | 249.208 | 0
|  |  | 23.3615 | 0 | -23.3615 | 0 | 0 | 23.3615 | 279.032 | 0 | 0 | 0 | 0 | 0 | 23.3615 | 223.2507 | 0
|  |  | 23.6941 | 0 | -23.6941 | 0 | 0 | 23.6941 | 252.7052 | 0 | 0 | 0 | 0 | 0 | 23.6941 | 196.9239 | 0
|  |  | 24.2768 | 0 | -24.2768 | 0 | 0 | 24.2768 | 225.7309 | 0 | 0 | 0 | 0 | 0 | 24.2768 | 169.9497 | 0
|  |  | 24.5562 | 0 | -24.5562 | 0 | 0 | 24.5562 | 198.4463 | 0 | 0 | 0 | 0 | 0 | 24.5562 | 142.665 | 0
|  |  | 24.0861 | 0 | -24.0861 | 0 | 0 | 24.0861 | 171.684 | 0 | 0 | 0 | 0 | 0 | 24.0861 | 115.9027 | 0
|  |  | 22.6294 | 0 | -22.6294 | 0 | 0 | 22.6294 | 146.5402 | 0 | 0 | 0 | 0 | 0 | 22.6294 | 90.759 | 0
|  |  | 20.8758 | 0 | -20.8758 | 0 | 0 | 20.8758 | 123.3449 | 0 | 0 | 0 | 0 | 0 | 20.8758 | 67.5637 | 0
|  |  | 18.9345 | 0 | -18.9345 | 0 | 0 | 18.9345 | 102.3066 | 0 | 0 | 0 | 0 | 0 | 18.9345 | 46.5253 | 0
|  |  | 15.4144 | 0 | -15.4144 | 0 | 0 | 15.4144 | 85.1795 | 0 | 0 | 0 | 0 | 0 | 15.4144 | 29.3982 | 0
|  |  | 11.7376 | 0 | -11.7376 | 0 | 0 | 11.7376 | 72.1376 | 0 | 0 | 0 | 0 | 0 | 11.7376 | 16.3564 | 0
|  |  | 16.1057 | 4.4057 | -11.7001 | 1.385 | 0 | 11.7001 | 59.1375 | 4.4057 | 0 | 0 | 1.385 | 0 | 14.7207 | 2.7867e-15 | 4.4057
|  |  | 19.9504 | 191.8462 | 171.8958 | 60.3117 | 171.8958 | 0 | 213.8437 | 19.9504 | 0 | 40.3613 | 19.9504 | 0 | 2.508e-15 | 0 | 19.9504
|  |  | 26.3005 | 414.6921 | 388.3916 | 130.369 | 187.5283 | 0 | 382.6192 | 227.1638 | 200.8632 | 104.0685 | 26.3005 | 0 | 0 | 0 | 227.1638
|  |  | 31.0713 | 612.7863 | 581.715 | 192.6449 | 0 | 0 | 382.6192 | 612.7863 | 581.715 | 161.5737 | 31.0713 | 0 | 0 | 0 | 612.7863
|  |  | 33.2435 | 763.6198 | 730.3763 | 240.0633 | 0 | 0 | 382.6192 | 763.6198 | 730.3763 | 206.8198 | 33.2435 | 0 | 0 | 0 | 763.6198
|  |  | 33.9264 | 853.5752 | 819.6488 | 268.3431 | 0 | 0 | 382.6192 | 853.5752 | 819.6488 | 234.4166 | 33.9264 | 0 | 0 | 0 | 853.5752
|  |  | 35.3688 | 881.2908 | 845.922 | 277.0562 | 0 | 0 | 382.6192 | 881.2908 | 845.922 | 241.6874 | 35.3688 | 0 | 0 | 0 | 881.2908
|  |  | 34.1685 | 848.9293 | 814.7607 | 266.8825 | 0 | 0 | 382.6192 | 848.9293 | 814.7607 | 232.714 | 34.1685 | 0 | 0 | 0 | 848.9293
|  |  | 35.1159 | 754.0876 | 718.9717 | 237.0666 | 0 | 0 | 382.6192 | 754.0876 | 718.9717 | 74.2672 | 35.1159 | 127.6835 | 0 | 114.9151 | 754.0876
|  |  | 40.4938 | 601.8923 | 561.3985 | 189.2201 | 0 | 0 | 382.6192 | 601.8923 | 561.3985 | 0 | 40.4938 | 148.7263 | 0 | 248.7688 | 601.8923
|  |  | 46.2897 | 399.7129 | 353.4232 | 125.6599 | 0 | 0 | 382.6192 | 399.7129 | 353.4232 | 0 | 46.2897 | 79.3702 | 0 | 320.202 | 399.7129
|  |  | 46.7678 | 176.3062 | 129.5384 | 55.4263 | 0 | 0 | 382.6192 | 176.3062 | 129.5384 | 0 | 46.7678 | 8.6586 | 0 | 327.9947 | 176.3062
|  |  | 41.1187 | 2.6434 | -38.4753 | 0.83102 | 0 | 38.4753 | 339.8689 | 2.6434 | 0 | 0 | 0.83102 | 0 | 40.2877 | 283.2306 | 2.6434
|  |  | 30.6708 | 0 | -30.6708 | 0 | 0 | 30.6708 | 305.7903 | 0 | 0 | 0 | 0 | 0 | 30.6708 | 249.152 | 0
|  |  | 23.3615 | 0 | -23.3615 | 0 | 0 | 23.3615 | 279.833 | 0 | 0 | 0 | 0 | 0 | 23.3615 | 223.1948 | 0
|  |  | 23.6941 | 0 | -23.6941 | 0 | 0 | 23.6941 | 253.5062 | 0 | 0 | 0 | 0 | 0 | 23.6941 | 196.868 | 0
|  |  | 24.2768 | 0 | -24.2768 | 0 | 0 | 24.2768 | 226.532 | 0 | 0 | 0 | 0 | 0 | 24.2768 | 169.8937 | 0
|  |  | 24.5562 | 0 | -24.5562 | 0 | 0 | 24.5562 | 199.2473 | 0 | 0 | 0 | 0 | 0 | 24.5562 | 142.6091 | 0
|  |  | 24.0861 | 0 | -24.0861 | 0 | 0 | 24.0861 | 172.485 | 0 | 0 | 0 | 0 | 0 | 24.0861 | 115.8468 | 0
|  |  | 22.6294 | 0 | -22.6294 | 0 | 0 | 22.6294 | 147.3413 | 0 | 0 | 0 | 0 | 0 | 22.6294 | 90.703 | 0
|  |  | 20.8758 | 0 | -20.8758 | 0 | 0 | 20.8758 | 124.146 | 0 | 0 | 0 | 0 | 0 | 20.8758 | 67.5077 | 0
|  |  | 18.9345 | 0 | -18.9345 | 0 | 0 | 18.9345 | 103.1076 | 0 | 0 | 0 | 0 | 0 | 18.9345 | 46.4693 | 0
|  |  | 15.4144 | 0 | -15.4144 | 0 | 0 | 15.4144 | 85.9805 | 0 | 0 | 0 | 0 | 0 | 15.4144 | 29.3422 | 0
|  |  | 11.7376 | 0 | -11.7376 | 0 | 0 | 11.7376 | 72.9387 | 0 | 0 | 0 | 0 | 0 | 11.7376 | 16.3004 | 0
|  |  | 16.1057 | 4.5659 | -11.5399 | 1.4354 | 0 | 11.5399 | 60.1166 | 4.5659 | 0 | 0 | 1.4354 | 0 | 14.6704 | 0 | 4.5659
|  |  | 19.9504 | 185.6782 | 165.7279 | 58.3727 | 165.7279 | 0 | 209.2717 | 19.9504 | 0 | 38.4223 | 19.9504 | 0 | 0 | 0 | 19.9504
|  |  | 26.3005 | 400.8343 | 374.5338 | 126.0125 | 192.6084 | 0 | 382.6192 | 208.2259 | 181.9254 | 99.7119 | 26.3005 | 0 | 0 | 0 | 208.2259
|  |  | 31.0713 | 591.3988 | 560.3275 | 185.9213 | 0 | 0 | 382.6192 | 591.3988 | 560.3275 | 154.85 | 31.0713 | 0 | 0 | 0 | 591.3988
|  |  | 33.2435 | 731.7389 | 698.4954 | 230.0407 | 0 | 0 | 382.6192 | 731.7389 | 698.4954 | 196.7972 | 33.2435 | 0 | 0 | 0 | 731.7389
|  |  | 33.9264 | 818.5703 | 784.6439 | 257.3384 | 0 | 0 | 382.6192 | 818.5703 | 784.6439 | 223.412 | 33.9264 | 0 | 0 | 0 | 818.5703
|  |  | 35.3688 | 844.043 | 808.6742 | 265.3464 | 0 | 0 | 382.6192 | 844.043 | 808.6742 | 229.9776 | 35.3688 | 0 | 0 | 0 | 844.043
|  |  | 34.1685 | 810.0794 | 775.9109 | 254.6691 | 0 | 0 | 382.6192 | 810.0794 | 775.9109 | 220.5005 | 34.1685 | 0 | 0 | 0 | 810.0794
|  |  | 35.1159 | 717.4806 | 682.3647 | 225.5583 | 0 | 0 | 382.6192 | 717.4806 | 682.3647 | 23.1823 | 35.1159 | 167.2601 | 0 | 150.534 | 717.4806
|  |  | 40.4938 | 567.4481 | 526.9543 | 178.3917 | 0 | 0 | 382.6192 | 567.4481 | 526.9543 | 0 | 40.4938 | 137.8979 | 0 | 274.6422 | 567.4481
|  |  | 46.2897 | 375.6019 | 329.3123 | 118.08 | 0 | 0 | 382.6192 | 375.6019 | 329.3123 | 0 | 46.2897 | 71.7903 | 0 | 339.2535 | 375.6019
|  |  | 46.7678 | 163.0893 | 116.3215 | 51.2713 | 0 | 0 | 382.6192 | 163.0893 | 116.3215 | 0 | 46.7678 | 4.5035 | 0 | 343.3066 | 163.0893
|  |  | 41.1187 | 2.1628 | -38.9559 | 0.67992 | 0 | 38.9559 | 339.3349 | 2.1628 | 0 | 0 | 0.67992 | 0 | 40.4388 | 298.3747 | 2.1628
|  |  | 30.6708 | 0 | -30.6708 | 0 | 0 | 30.6708 | 305.2563 | 0 | 0 | 0 | 0 | 0 | 30.6708 | 264.296 | 0
|  |  | 23.3615 | 0 | -23.3615 | 0 | 0 | 23.3615 | 279.299 | 0 | 0 | 0 | 0 | 0 | 23.3615 | 238.3388 | 0
|  |  | 23.6941 | 0 | -23.6941 | 0 | 0 | 23.6941 | 252.9722 | 0 | 0 | 0 | 0 | 0 | 23.6941 | 212.012 | 0
|  |  | 24.2768 | 0 | -24.2768 | 0 | 0 | 24.2768 | 225.9979 | 0 | 0 | 0 | 0 | 0 | 24.2768 | 185.0377 | 0
|  |  | 24.5562 | 0 | -24.5562 | 0 | 0 | 24.5562 | 198.7133 | 0 | 0 | 0 | 0 | 0 | 24.5562 | 157.7531 | 0
|  |  | 24.0861 | 0 | -24.0861 | 0 | 0 | 24.0861 | 171.951 | 0 | 0 | 0 | 0 | 0 | 24.0861 | 130.9908 | 0
|  |  | 22.6294 | 0 | -22.6294 | 0 | 0 | 22.6294 | 146.8072 | 0 | 0 | 0 | 0 | 0 | 22.6294 | 105.847 | 0
|  |  | 20.8758 | 0 | -20.8758 | 0 | 0 | 20.8758 | 123.6119 | 0 | 0 | 0 | 0 | 0 | 20.8758 | 82.6517 | 0
|  |  | 18.9345 | 0 | -18.9345 | 0 | 0 | 18.9345 | 102.5736 | 0 | 0 | 0 | 0 | 0 | 18.9345 | 61.6134 | 0
|  |  | 15.4144 | 0 | -15.4144 | 0 | 0 | 15.4144 | 85.4465 | 0 | 0 | 0 | 0 | 0 | 15.4144 | 44.4862 | 0
|  |  | 11.7376 | 0 | -11.7376 | 0 | 0 | 11.7376 | 72.4047 | 0 | 0 | 0 | 0 | 0 | 11.7376 | 31.4444 | 0
|  |  | 16.1057 | 1.9225 | -14.1833 | 0.60438 | 0 | 14.1833 | 56.6454 | 1.9225 | 0 | 0 | 0.60438 | 0 | 15.5014 | 14.2207 | 1.9225
|  |  | 19.9504 | 22.7492 | 2.7988 | 7.1518 | 2.7988 | 0 | 59.1644 | 19.9504 | 0 | 0 | 7.1518 | 0 | 12.7986 | 0 | 19.9504
|  |  | 26.3005 | 448.7358 | 422.4353 | 141.0715 | 359.3943 | 0 | 382.6192 | 89.3415 | 63.041 | 114.771 | 26.3005 | 0 | 0 | 0 | 89.3415
|  |  | 31.0713 | 443.2087 | 412.1374 | 139.3339 | 0 | 0 | 382.6192 | 443.2087 | 412.1374 | 108.2626 | 31.0713 | 0 | 0 | 0 | 443.2087
|  |  | 33.2435 | 817.9295 | 784.686 | 257.1369 | 0 | 0 | 382.6192 | 817.9295 | 784.686 | 223.8934 | 33.2435 | 0 | 0 | 0 | 817.9295
|  |  | 33.9264 | 902.1976 | 868.2712 | 283.6288 | 0 | 0 | 382.6192 | 902.1976 | 868.2712 | 249.7023 | 33.9264 | 0 | 0 | 0 | 902.1976
|  |  | 35.3688 | 938.324 | 902.9552 | 294.986 | 0 | 0 | 382.6192 | 938.324 | 902.9552 | 259.6172 | 35.3688 | 0 | 0 | 0 | 938.324
|  |  | 34.1685 | 745.1161 | 710.9475 | 234.2462 | 0 | 0 | 382.6192 | 745.1161 | 710.9475 | 200.0776 | 34.1685 | 0 | 0 | 0 | 745.1161
|  |  | 35.1159 | 802.9503 | 767.8344 | 252.4278 | 0 | 0 | 382.6192 | 802.9503 | 767.8344 | 95.7095 | 35.1159 | 121.6024 | 0 | 109.4422 | 802.9503
|  |  | 40.4938 | 638.7396 | 598.2457 | 200.804 | 0 | 0 | 382.6192 | 638.7396 | 598.2457 | 0 | 40.4938 | 160.3102 | 0 | 253.7213 | 638.7396
|  |  | 46.2897 | 426.3871 | 380.0974 | 134.0456 | 0 | 0 | 382.6192 | 426.3871 | 380.0974 | 0 | 46.2897 | 87.756 | 0 | 332.7017 | 426.3871
|  |  | 46.7678 | 188.3216 | 141.5539 | 59.2037 | 0 | 0 | 382.6192 | 188.3216 | 141.5539 | 0 | 46.7678 | 12.4359 | 0 | 343.894 | 188.3216
|  |  | 41.1187 | 16.341 | -24.7777 | 5.1372 | 0 | 24.7777 | 355.0884 | 16.341 | 0 | 0 | 5.1372 | 0 | 35.9815 | 303.9146 | 16.341
|  |  | 30.6708 | 0 | -30.6708 | 0 | 0 | 30.6708 | 321.0098 | 0 | 0 | 0 | 0 | 0 | 30.6708 | 269.836 | 0
|  |  | 23.3615 | 0 | -23.3615 | 0 | 0 | 23.3615 | 295.0526 | 0 | 0 | 0 | 0 | 0 | 23.3615 | 243.8787 | 0
|  |  | 23.6941 | 0 | -23.6941 | 0 | 0 | 23.6941 | 268.7258 | 0 | 0 | 0 | 0 | 0 | 23.6941 | 217.5519 | 0
|  |  | 24.2768 | 0 | -24.2768 | 0 | 0 | 24.2768 | 241.7515 | 0 | 0 | 0 | 0 | 0 | 24.2768 | 190.5776 | 0
|  |  | 24.5562 | 0 | -24.5562 | 0 | 0 | 24.5562 | 214.4669 | 0 | 0 | 0 | 0 | 0 | 24.5562 | 163.293 | 0
|  |  | 30.2465 | 0 | -30.2465 | 0 | 0 | 30.2465 | 180.8597 | 0 | 0 | 0 | 0 | 0 | 30.2465 | 129.6859 | 0
|  |  | 28.1491 | 0 | -28.1491 | 0 | 0 | 28.1491 | 149.5829 | 0 | 0 | 0 | 0 | 0 | 28.1491 | 98.4091 | 0
|  |  | 25.2107 | 0 | -25.2107 | 0 | 0 | 25.2107 | 121.571 | 0 | 0 | 0 | 0 | 0 | 25.2107 | 70.3972 | 0
|  |  | 21.4417 | 0 | -21.4417 | 0 | 0 | 21.4417 | 97.747 | 0 | 0 | 0 | 0 | 0 | 21.4417 | 46.5731 | 0
|  |  | 17.5188 | 0 | -17.5188 | 0 | 0 | 17.5188 | 78.2816 | 0 | 0 | 0 | 0 | 0 | 17.5188 | 27.1077 | 0
|  |  | 14.3414 | 0 | -14.3414 | 0 | 0 | 14.3414 | 62.3467 | 0 | 0 | 0 | 0 | 0 | 14.3414 | 11.1729 | 0
|  |  | 11.6673 | 5.1266 | -6.5407 | 1.6117 | 0 | 6.5407 | 55.0793 | 5.1266 | 0 | 0 | 1.6117 | 0 | 10.0556 | 1.4248e-15 | 5.1266
|  |  | 9.167 | 199.0554 | 189.8884 | 62.5781 | 189.8884 | 0 | 225.9789 | 9.167 | 0 | 53.4112 | 9.167 | 0 | 1.2823e-15 | 0 | 9.167
|  |  | 7.1962 | 428.3897 | 421.1935 | 134.6752 | 174.0448 | 0 | 382.6192 | 254.3448 | 247.1486 | 127.479 | 7.1962 | 0 | 0 | 0 | 254.3448
|  |  | 6.03 | 630.3288 | 624.2988 | 198.1599 | 0 | 0 | 382.6192 | 630.3288 | 624.2988 | 192.1299 | 6.03 | 0 | 0 | 0 | 630.3288
|  |  | 6.0645 | 779.8807 | 773.8162 | 245.1753 | 0 | 0 | 382.6192 | 779.8807 | 773.8162 | 239.1109 | 6.0645 | 0 | 0 | 0 | 779.8807
|  |  | 6.9622 | 867.5932 | 860.631 | 272.75 | 0 | 0 | 382.6192 | 867.5932 | 860.631 | 265.7878 | 6.9622 | 0 | 0 | 0 | 867.5932
|  |  | 9.2104 | 890.6628 | 881.4524 | 280.0025 | 0 | 0 | 382.6192 | 890.6628 | 881.4524 | 270.7921 | 9.2104 | 0 | 0 | 0 | 890.6628
|  |  | 12.2202 | 853.0946 | 840.8744 | 268.192 | 0 | 0 | 382.6192 | 853.0946 | 840.8744 | 255.9718 | 12.2202 | 0 | 0 | 0 | 853.0946
|  |  | 15.3949 | 749.8421 | 734.4472 | 235.7319 | 0 | 0 | 382.6192 | 749.8421 | 734.4472 | 86.0667 | 15.3949 | 134.2703 | 0 | 120.8433 | 749.8421
|  |  | 18.6761 | 588.1947 | 569.5186 | 184.914 | 0 | 0 | 382.6192 | 588.1947 | 569.5186 | 0 | 18.6761 | 166.2379 | 0 | 270.4574 | 588.1947
|  |  | 22.1391 | 381.3693 | 359.2302 | 119.8931 | 0 | 0 | 382.6192 | 381.3693 | 359.2302 | 0 | 22.1391 | 97.754 | 0 | 358.436 | 381.3693
|  |  | 26.0591 | 159.4846 | 133.4255 | 50.1381 | 0 | 0 | 382.6192 | 159.4846 | 133.4255 | 0 | 26.0591 | 24.0789 | 0 | 380.107 | 159.4846
|  |  | 29.8278 | 1.3617 | -28.4661 | 0.4281 | 0 | 28.4661 | 350.9903 | 1.3617 | 0 | 0 | 0.4281 | 0 | 29.3997 | 347.4406 | 1.3617
|  |  | 32.3465 | 0 | -32.3465 | 0 | 0 | 32.3465 | 315.0497 | 0 | 0 | 0 | 0 | 0 | 32.3465 | 311.5001 | 0
|  |  | 33.6507 | 0 | -33.6507 | 0 | 0 | 33.6507 | 277.6601 | 0 | 0 | 0 | 0 | 0 | 33.6507 | 274.1104 | 0
|  |  | 34.0882 | 0 | -34.0882 | 0 | 0 | 34.0882 | 239.7843 | 0 | 0 | 0 | 0 | 0 | 34.0882 | 236.2347 | 0
|  |  | 33.501 | 0 | -33.501 | 0 | 0 | 33.501 | 202.561 | 0 | 0 | 0 | 0 | 0 | 33.501 | 199.0114 | 0
|  |  | 32.1465 | 0 | -32.1465 | 0 | 0 | 32.1465 | 166.8427 | 0 | 0 | 0 | 0 | 0 | 32.1465 | 163.293 | 0
|  |  | 30.2465 | 0 | -30.2465 | 0 | 0 | 30.2465 | 133.2355 | 0 | 0 | 0 | 0 | 0 | 30.2465 | 129.6859 | 0
|  |  | 28.1491 | 0 | -28.1491 | 0 | 0 | 28.1491 | 101.9587 | 0 | 0 | 0 | 0 | 0 | 28.1491 | 98.4091 | 0
|  |  | 25.2107 | 0 | -25.2107 | 0 | 0 | 25.2107 | 73.9468 | 0 | 0 | 0 | 0 | 0 | 25.2107 | 70.3972 | 0
|  |  | 21.4417 | 0 | -21.4417 | 0 | 0 | 21.4417 | 50.1227 | 0 | 0 | 0 | 0 | 0 | 21.4417 | 46.5731 | 0
|  |  | 17.5188 | 0 | -17.5188 | 0 | 0 | 17.5188 | 30.6574 | 0 | 0 | 0 | 0 | 0 | 17.5188 | 27.1077 | 0
|  |  | 14.3414 | 0 | -14.3414 | 0 | 0 | 14.3414 | 14.7225 | 0 | 0 | 0 | 0 | 0 | 14.3414 | 11.1729 | 0
|  |  | 11.6673 | 5.1266 | -6.5407 | 1.6117 | 0 | 6.5407 | 7.4551 | 5.1266 | 0 | 0 | 1.6117 | 0 | 10.0556 | -2.7939e-15 | 5.1266
|  |  | 9.167 | 183.2752 | 174.1082 | 57.6172 | 174.1082 | 0 | 164.1525 | 9.167 | 0 | 48.4502 | 9.167 | 0 | -2.5145e-15 | 0 | 9.167
|  |  | 7.1962 | 392.5036 | 385.3074 | 123.3935 | 242.7409 | 0 | 382.6192 | 149.7628 | 142.5665 | 116.1973 | 7.1962 | 0 | 0 | 0 | 149.7628
|  |  | 6.03 | 578.262 | 572.232 | 181.7914 | 0 | 0 | 382.6192 | 578.262 | 572.232 | 175.7614 | 6.03 | 0 | 0 | 0 | 578.262
|  |  | 6.0645 | 717.7209 | 711.6565 | 225.6338 | 0 | 0 | 382.6192 | 717.7209 | 711.6565 | 219.5694 | 6.0645 | 0 | 0 | 0 | 717.7209
|  |  | 6.9622 | 802.3896 | 795.4274 | 252.2516 | 0 | 0 | 382.6192 | 802.3896 | 795.4274 | 245.2894 | 6.9622 | 0 | 0 | 0 | 802.3896
|  |  | 9.2104 | 825.1387 | 815.9283 | 259.4033 | 0 | 0 | 382.6192 | 825.1387 | 815.9283 | 250.1929 | 9.2104 | 0 | 0 | 0 | 825.1387
|  |  | 12.2202 | 793.7385 | 781.5182 | 249.5319 | 0 | 0 | 382.6192 | 793.7385 | 781.5182 | 237.3116 | 12.2202 | 0 | 0 | 0 | 793.7385
|  |  | 15.3949 | 701.7805 | 686.3855 | 220.6225 | 0 | 0 | 382.6192 | 701.7805 | 686.3855 | 79.3113 | 15.3949 | 125.9163 | 0 | 113.3246 | 701.7805
|  |  | 18.6761 | 555.3526 | 536.6765 | 174.5892 | 0 | 0 | 382.6192 | 555.3526 | 536.6765 | 0 | 18.6761 | 155.9131 | 0 | 253.6464 | 555.3526
|  |  | 22.1391 | 367.111 | 344.9719 | 115.4107 | 0 | 0 | 382.6192 | 367.111 | 344.9719 | 0 | 22.1391 | 93.2716 | 0 | 337.5909 | 367.111
|  |  | 26.0591 | 159.1642 | 133.1051 | 50.0373 | 0 | 0 | 382.6192 | 159.1642 | 133.1051 | 0 | 26.0591 | 23.9782 | 0 | 359.1712 | 159.1642
|  |  | 29.8278 | 2.323 | -27.5049 | 0.73029 | 0 | 27.5049 | 352.0583 | 2.323 | 0 | 0 | 0.73029 | 0 | 29.0975 | 326.8406 | 2.323
|  |  | 32.3465 | 0 | -32.3465 | 0 | 0 | 32.3465 | 316.1178 | 0 | 0 | 0 | 0 | 0 | 32.3465 | 290.9001 | 0
|  |  | 33.6507 | 0 | -33.6507 | 0 | 0 | 33.6507 | 278.7281 | 0 | 0 | 0 | 0 | 0 | 33.6507 | 253.5104 | 0
|  |  | 34.0882 | 0 | -34.0882 | 0 | 0 | 34.0882 | 240.8523 | 0 | 0 | 0 | 0 | 0 | 34.0882 | 215.6346 | 0
|  |  | 33.501 | 0 | -33.501 | 0 | 0 | 33.501 | 203.629 | 0 | 0 | 0 | 0 | 0 | 33.501 | 178.4113 | 0
|  |  | 32.1465 | 0 | -32.1465 | 0 | 0 | 32.1465 | 167.9107 | 0 | 0 | 0 | 0 | 0 | 32.1465 | 142.693 | 0
|  |  | 24.0861 | 0 | -24.0861 | 0 | 0 | 24.0861 | 141.1484 | 0 | 0 | 0 | 0 | 0 | 24.0861 | 115.9307 | 0
|  |  | 22.6294 | 0 | -22.6294 | 0 | 0 | 22.6294 | 116.0046 | 0 | 0 | 0 | 0 | 0 | 22.6294 | 90.7869 | 0
|  |  | 20.8758 | 0 | -20.8758 | 0 | 0 | 20.8758 | 92.8093 | 0 | 0 | 0 | 0 | 0 | 20.8758 | 67.5916 | 0
|  |  | 18.9345 | 0 | -18.9345 | 0 | 0 | 18.9345 | 71.771 | 0 | 0 | 0 | 0 | 0 | 18.9345 | 46.5533 | 0
|  |  | 15.4144 | 0 | -15.4144 | 0 | 0 | 15.4144 | 54.6438 | 0 | 0 | 0 | 0 | 0 | 15.4144 | 29.4261 | 0
|  |  | 11.7376 | 0 | -11.7376 | 0 | 0 | 11.7376 | 41.602 | 0 | 0 | 0 | 0 | 0 | 11.7376 | 16.3843 | 0
|  |  | 16.1057 | 4.3256 | -11.7802 | 1.3598 | 0 | 11.7802 | 28.5129 | 4.3256 | 0 | 0 | 1.3598 | 0 | 14.7459 | 0 | 4.3256
|  |  | 19.9504 | 120.795 | 100.8446 | 37.975 | 100.8446 | 0 | 119.2731 | 19.9504 | 0 | 18.0246 | 19.9504 | 0 | 0 | 0 | 19.9504
|  |  | 26.3005 | 249.1998 | 222.8992 | 78.3423 | 222.8992 | 0 | 319.8824 | 26.3005 | 0 | 52.0418 | 26.3005 | 0 | 0 | 0 | 26.3005
|  |  | 31.0713 | 363.987 | 332.9157 | 114.4286 | 69.7076 | 0 | 382.6192 | 294.2794 | 263.2081 | 83.3573 | 31.0713 | 0 | 0 | 0 | 294.2794
|  |  | 33.2435 | 444.1699 | 410.9264 | 139.6361 | 0 | 0 | 382.6192 | 444.1699 | 410.9264 | 106.3926 | 33.2435 | 0 | 0 | 0 | 444.1699
|  |  | 33.9264 | 469.0819 | 435.1555 | 147.4678 | 0 | 0 | 382.6192 | 469.0819 | 435.1555 | 113.5414 | 33.9264 | 0 | 0 | 0 | 469.0819
|  |  | 35.3688 | 477.8131 | 442.4443 | 150.2127 | 0 | 0 | 382.6192 | 477.8131 | 442.4443 | 4.1917 | 35.3688 | 110.6522 | 0 | 99.587 | 477.8131
|  |  | 34.1685 | 441.6066 | 407.4381 | 138.8303 | 0 | 0 | 382.6192 | 441.6066 | 407.4381 | 0 | 34.1685 | 104.6617 | 0 | 193.7825 | 441.6066
|  |  | 35.1159 | 398.5914 | 363.4755 | 125.3074 | 0 | 0 | 382.6192 | 398.5914 | 363.4755 | 0 | 35.1159 | 90.1915 | 0 | 274.9548 | 398.5914
|  |  | 40.4938 | 332.747 | 292.2531 | 104.6075 | 0 | 0 | 382.6192 | 332.747 | 292.2531 | 0 | 40.4938 | 64.1136 | 0 | 332.6571 | 332.747
|  |  | 46.2897 | 205.5437 | 159.2541 | 64.6179 | 0 | 0 | 382.6192 | 205.5437 | 159.2541 | 0 | 46.2897 | 18.3282 | 0 | 349.1525 | 205.5437
|  |  | 46.7678 | 89.4748 | 42.707 | 28.1287 | 0 | 0 | 382.6192 | 89.4748 | 42.707 | 0 | 28.1287 | 0 | 18.6391 | 328.4424 | 89.4748
|  |  | 41.1187 | 1.3617 | -39.7569 | 0.4281 | 0 | 39.7569 | 338.4449 | 1.3617 | 0 | 0 | 0.4281 | 0 | 40.6906 | 283.2306 | 1.3617
|  |  | 30.6708 | 0 | -30.6708 | 0 | 0 | 30.6708 | 304.3663 | 0 | 0 | 0 | 0 | 0 | 30.6708 | 249.152 | 0
|  |  | 23.3615 | 0 | -23.3615 | 0 | 0 | 23.3615 | 278.409 | 0 | 0 | 0 | 0 | 0 | 23.3615 | 223.1948 | 0
|  |  | 23.6941 | 0 | -23.6941 | 0 | 0 | 23.6941 | 252.0822 | 0 | 0 | 0 | 0 | 0 | 23.6941 | 196.868 | 0
|  |  | 24.2768 | 0 | -24.2768 | 0 | 0 | 24.2768 | 225.1079 | 0 | 0 | 0 | 0 | 0 | 24.2768 | 169.8937 | 0
|  |  | 24.5562 | 0 | -24.5562 | 0 | 0 | 24.5562 | 197.8233 | 0 | 0 | 0 | 0 | 0 | 24.5562 | 142.6091 | 0
|  |  | 24.0861 | 0 | -24.0861 | 0 | 0 | 24.0861 | 171.061 | 0 | 0 | 0 | 0 | 0 | 24.0861 | 115.8468 | 0
|  |  | 22.6294 | 0 | -22.6294 | 0 | 0 | 22.6294 | 145.9172 | 0 | 0 | 0 | 0 | 0 | 22.6294 | 90.703 | 0
|  |  | 20.8758 | 0 | -20.8758 | 0 | 0 | 20.8758 | 122.7219 | 0 | 0 | 0 | 0 | 0 | 20.8758 | 67.5077 | 0
|  |  | 18.9345 | 0 | -18.9345 | 0 | 0 | 18.9345 | 101.6836 | 0 | 0 | 0 | 0 | 0 | 18.9345 | 46.4693 | 0
|  |  | 15.4144 | 0 | -15.4144 | 0 | 0 | 15.4144 | 84.5564 | 0 | 0 | 0 | 0 | 0 | 15.4144 | 29.3422 | 0
|  |  | 11.7376 | 0 | -11.7376 | 0 | 0 | 11.7376 | 71.5146 | 0 | 0 | 0 | 0 | 0 | 11.7376 | 16.3004 | 0
|  |  | 16.1057 | 4.5659 | -11.5399 | 1.4354 | 0 | 11.5399 | 58.6925 | 4.5659 | 0 | 0 | 1.4354 | 0 | 14.6704 | -2.4554e-15 | 4.5659
|  |  | 19.9504 | 111.2628 | 91.3124 | 34.9783 | 91.3124 | 0 | 140.8737 | 19.9504 | 0 | 15.0279 | 19.9504 | 0 | -2.2098e-15 | 0 | 19.9504
|  |  | 26.3005 | 242.8716 | 216.5711 | 76.3529 | 216.5711 | 0 | 335.7877 | 26.3005 | 0 | 50.0524 | 26.3005 | 0 | 0 | 0 | 26.3005
|  |  | 31.0713 | 369.8345 | 338.7633 | 116.2669 | 52.0351 | 0 | 382.6192 | 317.7994 | 286.7282 | 85.1956 | 31.0713 | 0 | 0 | 0 | 317.7994
|  |  | 33.2435 | 446.0924 | 412.8488 | 140.2405 | 0 | 0 | 382.6192 | 446.0924 | 412.8488 | 106.9969 | 33.2435 | 0 | 0 | 0 | 446.0924
|  |  | 33.9264 | 504.4873 | 470.5609 | 158.5984 | 0 | 0 | 382.6192 | 504.4873 | 470.5609 | 124.672 | 33.9264 | 0 | 0 | 0 | 504.4873
|  |  | 35.3688 | 507.7715 | 472.4027 | 159.6309 | 0 | 0 | 382.6192 | 507.7715 | 472.4027 | 3.0433 | 35.3688 | 121.2188 | 0 | 109.0969 | 507.7715
|  |  | 34.1685 | 452.9812 | 418.8127 | 142.4062 | 0 | 0 | 382.6192 | 452.9812 | 418.8127 | 0 | 34.1685 | 108.2376 | 0 | 206.5108 | 452.9812
|  |  | 35.1159 | 379.6071 | 344.4912 | 119.3391 | 0 | 0 | 382.6192 | 379.6071 | 344.4912 | 0 | 35.1159 | 84.2232 | 0 | 282.3117 | 379.6071
|  |  | 40.4938 | 311.5998 | 271.106 | 97.9593 | 0 | 0 | 382.6192 | 311.5998 | 271.106 | 0 | 40.4938 | 57.4655 | 0 | 334.0307 | 311.5998
|  |  | 46.2897 | 198.4146 | 152.1249 | 62.3767 | 0 | 0 | 382.6192 | 198.4146 | 152.1249 | 0 | 46.2897 | 16.087 | 0 | 348.509 | 198.4146
|  |  | 46.7678 | 90.1957 | 43.428 | 28.3553 | 0 | 0 | 382.6192 | 90.1957 | 43.428 | 0 | 28.3553 | 0 | 18.4124 | 328.0507 | 90.1957
|  |  | 41.1187 | 1.2015 | -39.9171 | 0.37774 | 0 | 39.9171 | 338.2669 | 1.2015 | 0 | 0 | 0.37774 | 0 | 40.7409 | 282.783 | 1.2015
|  |  | 30.6708 | 0 | -30.6708 | 0 | 0 | 30.6708 | 304.1883 | 0 | 0 | 0 | 0 | 0 | 30.6708 | 248.7043 | 0
|  |  | 23.3615 | 0 | -23.3615 | 0 | 0 | 23.3615 | 278.231 | 0 | 0 | 0 | 0 | 0 | 23.3615 | 222.7471 | 0
|  |  | 23.6941 | 0 | -23.6941 | 0 | 0 | 23.6941 | 251.9042 | 0 | 0 | 0 | 0 | 0 | 23.6941 | 196.4203 | 0
|  |  | 24.2768 | 0 | -24.2768 | 0 | 0 | 24.2768 | 224.9299 | 0 | 0 | 0 | 0 | 0 | 24.2768 | 169.446 | 0
|  |  | 24.5562 | 0 | -24.5562 | 0 | 0 | 24.5562 | 197.6453 | 0 | 0 | 0 | 0 | 0 | 24.5562 | 142.1614 | 0
|  |  | 24.0861 | 0 | -24.0861 | 0 | 0 | 24.0861 | 170.883 | 0 | 0 | 0 | 0 | 0 | 24.0861 | 115.3991 | 0
|  |  | 22.6294 | 0 | -22.6294 | 0 | 0 | 22.6294 | 145.7392 | 0 | 0 | 0 | 0 | 0 | 22.6294 | 90.2553 | 0
|  |  | 20.8758 | 0 | -20.8758 | 0 | 0 | 20.8758 | 122.5439 | 0 | 0 | 0 | 0 | 0 | 20.8758 | 67.06 | 0
|  |  | 18.9345 | 0 | -18.9345 | 0 | 0 | 18.9345 | 101.5056 | 0 | 0 | 0 | 0 | 0 | 18.9345 | 46.0217 | 0
|  |  | 15.4144 | 0 | -15.4144 | 0 | 0 | 15.4144 | 84.3784 | 0 | 0 | 0 | 0 | 0 | 15.4144 | 28.8945 | 0
|  |  | 11.7376 | 0 | -11.7376 | 0 | 0 | 11.7376 | 71.3366 | 0 | 0 | 0 | 0 | 0 | 11.7376 | 15.8527 | 0
|  |  | 16.1057 | 5.8475 | -10.2582 | 1.8383 | 0 | 10.2582 | 59.9386 | 5.8475 | 0 | 0 | 1.8383 | 0 | 14.2674 | 0 | 5.8475
|  |  | 19.9504 | 174.4639 | 154.5135 | 54.8471 | 154.5135 | 0 | 199.0007 | 19.9504 | 0 | 34.8968 | 19.9504 | 0 | 0 | 0 | 19.9504
|  |  | 26.3005 | 382.651 | 356.3505 | 120.2961 | 204.0206 | 0 | 382.6192 | 178.6304 | 152.3298 | 93.9955 | 26.3005 | 0 | 0 | 0 | 178.6304
|  |  | 31.0713 | 569.9313 | 538.86 | 179.1724 | 0 | 0 | 382.6192 | 569.9313 | 538.86 | 148.1011 | 31.0713 | 0 | 0 | 0 | 569.9313
|  |  | 33.2435 | 710.5117 | 677.2681 | 223.3674 | 0 | 0 | 382.6192 | 710.5117 | 677.2681 | 190.1239 | 33.2435 | 0 | 0 | 0 | 710.5117
|  |  | 33.9264 | 789.5731 | 755.6467 | 248.2224 | 0 | 0 | 382.6192 | 789.5731 | 755.6467 | 214.296 | 33.9264 | 0 | 0 | 0 | 789.5731
|  |  | 35.3688 | 812.082 | 776.7132 | 255.2986 | 0 | 0 | 382.6192 | 812.082 | 776.7132 | 219.9298 | 35.3688 | 0 | 0 | 0 | 812.082
|  |  | 34.1685 | 776.8368 | 742.6682 | 244.2184 | 0 | 0 | 382.6192 | 776.8368 | 742.6682 | 206.1455 | 34.1685 | 3.9044 | 0 | 3.514 | 776.8368
|  |  | 35.1159 | 680.5532 | 645.4373 | 213.9492 | 0 | 0 | 382.6192 | 680.5532 | 645.4373 | 0 | 35.1159 | 178.8333 | 0 | 164.4639 | 680.5532
|  |  | 40.4938 | 529.3993 | 488.9054 | 166.4301 | 0 | 0 | 382.6192 | 529.3993 | 488.9054 | 0 | 40.4938 | 125.9363 | 0 | 277.8066 | 529.3993
|  |  | 46.2897 | 339.4756 | 293.1859 | 106.7228 | 0 | 0 | 382.6192 | 339.4756 | 293.1859 | 0 | 46.2897 | 60.4331 | 0 | 332.1964 | 339.4756
|  |  | 46.7678 | 136.6553 | 89.8876 | 42.9611 | 0 | 0 | 382.6192 | 136.6553 | 89.8876 | 0 | 42.9611 | 0 | 3.8067 | 327.9667 | 136.6553
|  |  | 41.1187 | 1.6021 | -39.5166 | 0.50365 | 0 | 39.5166 | 338.7119 | 1.6021 | 0 | 0 | 0.50365 | 0 | 40.615 | 282.8389 | 1.6021
|  |  | 30.6708 | 0 | -30.6708 | 0 | 0 | 30.6708 | 304.6333 | 0 | 0 | 0 | 0 | 0 | 30.6708 | 248.7603 | 0
|  |  | 23.3615 | 0 | -23.3615 | 0 | 0 | 23.3615 | 278.676 | 0 | 0 | 0 | 0 | 0 | 23.3615 | 222.803 | 0
|  |  | 23.6941 | 0 | -23.6941 | 0 | 0 | 23.6941 | 252.3492 | 0 | 0 | 0 | 0 | 0 | 23.6941 | 196.4762 | 0
|  |  | 24.2768 | 0 | -24.2768 | 0 | 0 | 24.2768 | 225.3749 | 0 | 0 | 0 | 0 | 0 | 24.2768 | 169.502 | 0
|  |  | 24.5562 | 0 | -24.5562 | 0 | 0 | 24.5562 | 198.0903 | 0 | 0 | 0 | 0 | 0 | 24.5562 | 142.2173 | 0
|  |  | 24.0861 | 0 | -24.0861 | 0 | 0 | 24.0861 | 171.328 | 0 | 0 | 0 | 0 | 0 | 24.0861 | 115.455 | 0
|  |  | 22.6294 | 0 | -22.6294 | 0 | 0 | 22.6294 | 146.1842 | 0 | 0 | 0 | 0 | 0 | 22.6294 | 90.3113 | 0
|  |  | 20.8758 | 0 | -20.8758 | 0 | 0 | 20.8758 | 122.9889 | 0 | 0 | 0 | 0 | 0 | 20.8758 | 67.116 | 0
|  |  | 18.9345 | 0 | -18.9345 | 0 | 0 | 18.9345 | 101.9506 | 0 | 0 | 0 | 0 | 0 | 18.9345 | 46.0776 | 0
|  |  | 15.4144 | 0 | -15.4144 | 0 | 0 | 15.4144 | 84.8234 | 0 | 0 | 0 | 0 | 0 | 15.4144 | 28.9505 | 0
|  |  | 11.7376 | 0 | -11.7376 | 0 | 0 | 11.7376 | 71.7816 | 0 | 0 | 0 | 0 | 0 | 11.7376 | 15.9087 | 0
|  |  | 16.1057 | 5.6873 | -10.4185 | 1.7879 | 0 | 10.4185 | 60.2056 | 5.6873 | 0 | 0 | 1.7879 | 0 | 14.3178 | -2.7153e-15 | 5.6873
|  |  | 19.9504 | 159.1642 | 139.2138 | 50.0373 | 139.2138 | 0 | 185.498 | 19.9504 | 0 | 30.0869 | 19.9504 | 0 | -2.4437e-15 | 0 | 19.9504
|  |  | 26.3005 | 339.9562 | 313.6557 | 106.8739 | 219.0236 | 0 | 382.6192 | 120.9326 | 94.6321 | 80.5734 | 26.3005 | 0 | 0 | 0 | 120.9326
|  |  | 31.0713 | 508.5726 | 477.5013 | 159.8827 | 0 | 0 | 382.6192 | 508.5726 | 477.5013 | 128.8114 | 31.0713 | 0 | 0 | 0 | 508.5726
|  |  | 33.2435 | 642.0238 | 608.7802 | 201.8365 | 0 | 0 | 382.6192 | 642.0238 | 608.7802 | 168.593 | 33.2435 | 0 | 0 | 0 | 642.0238
|  |  | 33.9264 | 723.3281 | 689.4017 | 227.3966 | 0 | 0 | 382.6192 | 723.3281 | 689.4017 | 193.4702 | 33.9264 | 0 | 0 | 0 | 723.3281
|  |  | 35.3688 | 740.7104 | 705.3416 | 232.8612 | 0 | 0 | 382.6192 | 740.7104 | 705.3416 | 197.4924 | 35.3688 | 0 | 0 | 0 | 740.7104
|  |  | 34.1685 | 711.9535 | 677.785 | 223.8207 | 0 | 0 | 382.6192 | 711.9535 | 677.785 | 158.7128 | 34.1685 | 30.9394 | 0 | 27.8454 | 711.9535
|  |  | 35.1159 | 629.8482 | 594.7323 | 198.0088 | 0 | 0 | 382.6192 | 629.8482 | 594.7323 | 0 | 35.1159 | 162.8929 | 0 | 174.449 | 629.8482
|  |  | 40.4938 | 499.601 | 459.1072 | 157.0623 | 0 | 0 | 382.6192 | 499.601 | 459.1072 | 0 | 40.4938 | 116.5685 | 0 | 279.3606 | 499.601
|  |  | 46.2897 | 328.7418 | 282.4521 | 103.3483 | 0 | 0 | 382.6192 | 328.7418 | 282.4521 | 0 | 46.2897 | 57.0587 | 0 | 330.7134 | 328.7418
|  |  | 46.7678 | 139.6191 | 92.8514 | 43.8928 | 0 | 0 | 382.6192 | 139.6191 | 92.8514 | 0 | 43.8928 | 0 | 2.8749 | 327.5191 | 139.6191
|  |  | 41.1187 | 2.5633 | -38.5554 | 0.80584 | 0 | 38.5554 | 339.7799 | 2.5633 | 0 | 0 | 0.80584 | 0 | 40.3128 | 282.727 | 2.5633
|  |  | 30.6708 | 0 | -30.6708 | 0 | 0 | 30.6708 | 305.7013 | 0 | 0 | 0 | 0 | 0 | 30.6708 | 248.6484 | 0
|  |  | 23.3615 | 0 | -23.3615 | 0 | 0 | 23.3615 | 279.744 | 0 | 0 | 0 | 0 | 0 | 23.3615 | 222.6911 | 0
|  |  | 23.6941 | 0 | -23.6941 | 0 | 0 | 23.6941 | 253.4172 | 0 | 0 | 0 | 0 | 0 | 23.6941 | 196.3643 | 0
|  |  | 24.2768 | 0 | -24.2768 | 0 | 0 | 24.2768 | 226.443 | 0 | 0 | 0 | 0 | 0 | 24.2768 | 169.39 | 0
|  |  | 24.5562 | 0 | -24.5562 | 0 | 0 | 24.5562 | 199.1583 | 0 | 0 | 0 | 0 | 0 | 24.5562 | 142.1054 | 0
|  |  | 24.0861 | 0 | -24.0861 | 0 | 0 | 24.0861 | 172.396 | 0 | 0 | 0 | 0 | 0 | 24.0861 | 115.3431 | 0
|  |  | 22.6294 | 0 | -22.6294 | 0 | 0 | 22.6294 | 147.2523 | 0 | 0 | 0 | 0 | 0 | 22.6294 | 90.1993 | 0
|  |  | 20.8758 | 0 | -20.8758 | 0 | 0 | 20.8758 | 124.057 | 0 | 0 | 0 | 0 | 0 | 20.8758 | 67.004 | 0
|  |  | 18.9345 | 0 | -18.9345 | 0 | 0 | 18.9345 | 103.0186 | 0 | 0 | 0 | 0 | 0 | 18.9345 | 45.9657 | 0
|  |  | 15.4144 | 0 | -15.4144 | 0 | 0 | 15.4144 | 85.8915 | 0 | 0 | 0 | 0 | 0 | 15.4144 | 28.8386 | 0
|  |  | 11.7376 | 0 | -11.7376 | 0 | 0 | 11.7376 | 72.8497 | 0 | 0 | 0 | 0 | 0 | 11.7376 | 15.7967 | 0
|  |  | 16.1057 | 6.0077 | -10.098 | 1.8887 | 0 | 10.098 | 61.6296 | 6.0077 | 0 | 0 | 1.8887 | 0 | 14.2171 | 0 | 6.0077
|  |  | 19.9504 | 197.2931 | 177.3428 | 62.0241 | 177.3428 | 0 | 221.2381 | 19.9504 | 0 | 42.0737 | 19.9504 | 0 | 0 | 0 | 19.9504
|  |  | 26.3005 | 414.6921 | 388.3916 | 130.369 | 179.3124 | 0 | 382.6192 | 235.3797 | 209.0792 | 104.0685 | 26.3005 | 0 | 0 | 0 | 235.3797
|  |  | 31.0713 | 604.3755 | 573.3042 | 190.0008 | 0 | 0 | 382.6192 | 604.3755 | 573.3042 | 158.9295 | 31.0713 | 0 | 0 | 0 | 604.3755
|  |  | 33.2435 | 748.6406 | 715.397 | 235.3542 | 0 | 0 | 382.6192 | 748.6406 | 715.397 | 202.1107 | 33.2435 | 0 | 0 | 0 | 748.6406
|  |  | 33.9264 | 834.0302 | 800.1037 | 262.1986 | 0 | 0 | 382.6192 | 834.0302 | 800.1037 | 228.2722 | 33.9264 | 0 | 0 | 0 | 834.0302
|  |  | 35.3688 | 857.4202 | 822.0514 | 269.5518 | 0 | 0 | 382.6192 | 857.4202 | 822.0514 | 234.1831 | 35.3688 | 0 | 0 | 0 | 857.4202
|  |  | 34.1685 | 822.4152 | 788.2467 | 258.5471 | 0 | 0 | 382.6192 | 822.4152 | 788.2467 | 224.3786 | 34.1685 | 0 | 0 | 0 | 822.4152
|  |  | 35.1159 | 727.4935 | 692.3776 | 228.7061 | 0 | 0 | 382.6192 | 727.4935 | 692.3776 | 24.6509 | 35.1159 | 168.9393 | 0 | 152.0454 | 727.4935
|  |  | 40.4938 | 576.9803 | 536.4865 | 181.3884 | 0 | 0 | 382.6192 | 576.9803 | 536.4865 | 0 | 40.4938 | 140.8946 | 0 | 278.8505 | 576.9803
|  |  | 46.2897 | 380.4882 | 334.1985 | 119.6161 | 0 | 0 | 382.6192 | 380.4882 | 334.1985 | 0 | 46.2897 | 73.3265 | 0 | 344.8443 | 380.4882
|  |  | 46.7678 | 161.327 | 114.5592 | 50.7172 | 0 | 0 | 382.6192 | 161.327 | 114.5592 | 0 | 46.7678 | 3.9495 | 0 | 348.3989 | 161.327
|  |  | 41.1187 | 2.0026 | -39.1161 | 0.62956 | 0 | 39.1161 | 339.1569 | 2.0026 | 0 | 0 | 0.62956 | 0 | 40.4891 | 303.411 | 2.0026
|  |  | 30.6708 | 0 | -30.6708 | 0 | 0 | 30.6708 | 305.0783 | 0 | 0 | 0 | 0 | 0 | 30.6708 | 269.3323 | 0
|  |  | 23.3615 | 0 | -23.3615 | 0 | 0 | 23.3615 | 279.121 | 0 | 0 | 0 | 0 | 0 | 23.3615 | 243.3751 | 0
|  |  | 23.6941 | 0 | -23.6941 | 0 | 0 | 23.6941 | 252.7942 | 0 | 0 | 0 | 0 | 0 | 23.6941 | 217.0483 | 0
|  |  | 24.2768 | 0 | -24.2768 | 0 | 0 | 24.2768 | 225.8199 | 0 | 0 | 0 | 0 | 0 | 24.2768 | 190.074 | 0
|  |  | 24.5562 | 0 | -24.5562 | 0 | 0 | 24.5562 | 198.5353 | 0 | 0 | 0 | 0 | 0 | 24.5562 | 162.7894 | 0
|  |  | 30.2465 | 0 | -30.2465 | 0 | 0 | 30.2465 | 164.9281 | 0 | 0 | 0 | 0 | 0 | 30.2465 | 129.1822 | 0
|  |  | 28.1491 | 0 | -28.1491 | 0 | 0 | 28.1491 | 133.6514 | 0 | 0 | 0 | 0 | 0 | 28.1491 | 97.9054 | 0
|  |  | 25.2107 | 0 | -25.2107 | 0 | 0 | 25.2107 | 105.6395 | 0 | 0 | 0 | 0 | 0 | 25.2107 | 69.8935 | 0
|  |  | 21.4417 | 0 | -21.4417 | 0 | 0 | 21.4417 | 81.8154 | 0 | 0 | 0 | 0 | 0 | 21.4417 | 46.0695 | 0
|  |  | 17.5188 | 0 | -17.5188 | 0 | 0 | 17.5188 | 62.35 | 0 | 0 | 0 | 0 | 0 | 17.5188 | 26.6041 | 0
|  |  | 14.3414 | 0 | -14.3414 | 0 | 0 | 14.3414 | 46.4152 | 0 | 0 | 0 | 0 | 0 | 14.3414 | 10.6692 | 0
|  |  | 11.6673 | 6.5684 | -5.0988 | 2.065 | 0 | 5.0988 | 40.7498 | 6.5684 | 0 | 0 | 2.065 | 0 | 9.6023 | 1.446e-15 | 6.5684
|  |  | 9.167 | 201.2182 | 192.0512 | 63.2581 | 192.0512 | 0 | 213.5959 | 9.167 | 0 | 54.0911 | 9.167 | 0 | 1.3014e-15 | 0 | 9.167
|  |  | 7.1962 | 423.4233 | 416.2271 | 133.1139 | 187.8037 | 0 | 382.6192 | 235.6196 | 228.4234 | 125.9177 | 7.1962 | 0 | 0 | 0 | 235.6196
|  |  | 6.03 | 616.3909 | 610.3609 | 193.7782 | 0 | 0 | 382.6192 | 616.3909 | 610.3609 | 187.7481 | 6.03 | 0 | 0 | 0 | 616.3909
|  |  | 6.0645 | 758.0126 | 751.9482 | 238.3005 | 0 | 0 | 382.6192 | 758.0126 | 751.9482 | 232.2361 | 6.0645 | 0 | 0 | 0 | 758.0126
|  |  | 6.9622 | 842.4409 | 835.4787 | 264.8427 | 0 | 0 | 382.6192 | 842.4409 | 835.4787 | 257.8805 | 6.9622 | 0 | 0 | 0 | 842.4409
|  |  | 9.2104 | 863.1075 | 853.897 | 271.3398 | 0 | 0 | 382.6192 | 863.1075 | 853.897 | 262.1293 | 9.2104 | 0 | 0 | 0 | 863.1075
|  |  | 12.2202 | 822.0147 | 809.7945 | 258.4212 | 0 | 0 | 382.6192 | 822.0147 | 809.7945 | 246.201 | 12.2202 | 0 | 0 | 0 | 822.0147
|  |  | 15.3949 | 722.6873 | 707.2924 | 227.1951 | 0 | 0 | 382.6192 | 722.6873 | 707.2924 | 61.7564 | 15.3949 | 150.0438 | 0 | 135.0394 | 722.6873
|  |  | 18.6761 | 563.443 | 544.7669 | 177.1326 | 0 | 0 | 382.6192 | 563.443 | 544.7669 | 0 | 18.6761 | 158.4565 | 0 | 277.6503 | 563.443
|  |  | 22.1391 | 364.7881 | 342.6489 | 114.6804 | 0 | 0 | 382.6192 | 364.7881 | 342.6489 | 0 | 22.1391 | 92.5413 | 0 | 360.9374 | 364.7881
|  |  | 26.0591 | 148.2702 | 122.2111 | 46.6125 | 0 | 0 | 382.6192 | 148.2702 | 122.2111 | 0 | 26.0591 | 20.5534 | 0 | 379.4355 | 148.2702
|  |  | 29.8278 | 1.2015 | -28.6263 | 0.37774 | 0 | 28.6263 | 350.8123 | 1.2015 | 0 | 0 | 0.37774 | 0 | 29.4501 | 346.7131 | 1.2015
|  |  | 32.3465 | 0 | -32.3465 | 0 | 0 | 32.3465 | 314.8717 | 0 | 0 | 0 | 0 | 0 | 32.3465 | 310.7726 | 0
|  |  | 33.6507 | 0 | -33.6507 | 0 | 0 | 33.6507 | 277.4821 | 0 | 0 | 0 | 0 | 0 | 33.6507 | 273.3829 | 0
|  |  | 34.0882 | 0 | -34.0882 | 0 | 0 | 34.0882 | 239.6063 | 0 | 0 | 0 | 0 | 0 | 34.0882 | 235.5072 | 0
|  |  | 33.501 | 0 | -33.501 | 0 | 0 | 33.501 | 202.383 | 0 | 0 | 0 | 0 | 0 | 33.501 | 198.2839 | 0
|  |  | 32.1465 | 0 | -32.1465 | 0 | 0 | 32.1465 | 166.6646 | 0 | 0 | 0 | 0 | 0 | 32.1465 | 162.5655 | 0
|  |  | 30.2465 | 0 | -30.2465 | 0 | 0 | 30.2465 | 133.0575 | 0 | 0 | 0 | 0 | 0 | 30.2465 | 128.9584 | 0
|  |  | 28.1491 | 0 | -28.1491 | 0 | 0 | 28.1491 | 101.7807 | 0 | 0 | 0 | 0 | 0 | 28.1491 | 97.6816 | 0
|  |  | 25.2107 | 0 | -25.2107 | 0 | 0 | 25.2107 | 73.7688 | 0 | 0 | 0 | 0 | 0 | 25.2107 | 69.6697 | 0
|  |  | 21.4417 | 0 | -21.4417 | 0 | 0 | 21.4417 | 49.9447 | 0 | 0 | 0 | 0 | 0 | 21.4417 | 45.8456 | 0
|  |  | 17.5188 | 0 | -17.5188 | 0 | 0 | 17.5188 | 30.4794 | 0 | 0 | 0 | 0 | 0 | 17.5188 | 26.3802 | 0
|  |  | 14.3414 | 0 | -14.3414 | 0 | 0 | 14.3414 | 14.5445 | 0 | 0 | 0 | 0 | 0 | 14.3414 | 10.4454 | 0
|  |  | 11.6673 | 7.2093 | -4.458 | 2.2664 | 0 | 4.458 | 9.5912 | 7.2093 | 0 | 0 | 2.2664 | 0 | 9.4009 | 0 | 7.2093
|  |  | 9.167 | 212.5928 | 203.4258 | 66.8339 | 203.4258 | 0 | 192.6744 | 9.167 | 0 | 57.667 | 9.167 | 0 | 0 | 0 | 9.167
|  |  | 7.1962 | 442.8883 | 435.6921 | 139.2332 | 211.0498 | 0 | 382.6192 | 231.8384 | 224.6422 | 132.037 | 7.1962 | 0 | 0 | 0 | 231.8384
|  |  | 6.03 | 637.4579 | 631.4279 | 200.4011 | 0 | 0 | 382.6192 | 637.4579 | 631.4279 | 194.3711 | 6.03 | 0 | 0 | 0 | 637.4579
|  |  | 6.0645 | 797.3431 | 791.2786 | 250.6651 | 0 | 0 | 382.6192 | 797.3431 | 791.2786 | 244.6006 | 6.0645 | 0 | 0 | 0 | 797.3431
|  |  | 6.9622 | 394.6664 | 387.7042 | 124.0734 | 0 | 0 | 382.6192 | 394.6664 | 387.7042 | 102.4461 | 6.9622 | 14.6652 | 0 | 13.1986 | 394.6664
|  |  | 9.2104 | 366.9508 | 357.7404 | 115.3603 | 0 | 0 | 382.6192 | 366.9508 | 357.7404 | 0 | 9.2104 | 106.1499 | 0 | 108.7335 | 366.9508
|  |  | 12.2202 | 364.4677 | 352.2474 | 114.5797 | 0 | 0 | 382.6192 | 364.4677 | 352.2474 | 0 | 12.2202 | 102.3594 | 0 | 200.857 | 364.4677
|  |  | 15.3949 | 335.0699 | 319.675 | 105.3378 | 0 | 0 | 382.6192 | 335.0699 | 319.675 | 0 | 15.3949 | 89.9428 | 0 | 281.8056 | 335.0699
|  |  | 18.6761 | 275.7138 | 257.0377 | 86.6776 | 0 | 0 | 382.6192 | 275.7138 | 257.0377 | 0 | 18.6761 | 68.0015 | 0 | 343.007 | 275.7138
|  |  | 22.1391 | 181.593 | 159.4539 | 57.0884 | 0 | 0 | 382.6192 | 181.593 | 159.4539 | 0 | 22.1391 | 34.9493 | 0 | 374.4613 | 181.593
|  |  | 26.0591 | 82.2656 | 56.2064 | 25.8623 | 0 | 0 | 382.6192 | 82.2656 | 56.2064 | 0 | 25.8623 | 0 | 0.19686 | 374.2426 | 82.2656
|  |  | 29.8278 | 1.7623 | -28.0656 | 0.55401 | 0 | 28.0656 | 351.4353 | 1.7623 | 0 | 0 | 0.55401 | 0 | 29.2738 | 341.7161 | 1.7623
|  |  | 32.3465 | 0 | -32.3465 | 0 | 0 | 32.3465 | 315.4948 | 0 | 0 | 0 | 0 | 0 | 32.3465 | 305.7756 | 0
|  |  | 33.6507 | 0 | -33.6507 | 0 | 0 | 33.6507 | 278.1051 | 0 | 0 | 0 | 0 | 0 | 33.6507 | 268.3859 | 0
|  |  | 34.0882 | 0 | -34.0882 | 0 | 0 | 34.0882 | 240.2293 | 0 | 0 | 0 | 0 | 0 | 34.0882 | 230.5101 | 0
|  |  | 33.501 | 0 | -33.501 | 0 | 0 | 33.501 | 203.006 | 0 | 0 | 0 | 0 | 0 | 33.501 | 193.2868 | 0
|  |  | 32.1465 | 0 | -32.1465 | 0 | 0 | 32.1465 | 167.2877 | 0 | 0 | 0 | 0 | 0 | 32.1465 | 157.5685 | 0
|  |  | 24.0861 | 0 | -24.0861 | 0 | 0 | 24.0861 | 140.5254 | 0 | 0 | 0 | 0 | 0 | 24.0861 | 130.8062 | 0
|  |  | 22.6294 | 0 | -22.6294 | 0 | 0 | 22.6294 | 115.3816 | 0 | 0 | 0 | 0 | 0 | 22.6294 | 105.6624 | 0
|  |  | 20.8758 | 0 | -20.8758 | 0 | 0 | 20.8758 | 92.1863 | 0 | 0 | 0 | 0 | 0 | 20.8758 | 82.4671 | 0
|  |  | 18.9345 | 0 | -18.9345 | 0 | 0 | 18.9345 | 71.1479 | 0 | 0 | 0 | 0 | 0 | 18.9345 | 61.4288 | 0
|  |  | 15.4144 | 0 | -15.4144 | 0 | 0 | 15.4144 | 54.0208 | 0 | 0 | 0 | 0 | 0 | 15.4144 | 44.3016 | 0
|  |  | 11.7376 | 0 | -11.7376 | 0 | 0 | 11.7376 | 40.979 | 0 | 0 | 0 | 0 | 0 | 11.7376 | 31.2598 | 0
|  |  | 16.1057 | 3.7648 | -12.3409 | 1.1836 | 0 | 12.3409 | 27.2669 | 3.7648 | 0 | 0 | 1.1836 | 0 | 14.9222 | 14.6796 | 3.7648
|  |  | 19.9504 | 34.0437 | 14.0933 | 10.7025 | 14.0933 | 0 | 39.9508 | 19.9504 | 0 | 0 | 10.7025 | 0 | 9.2479 | 4.4042 | 19.9504
|  |  | 26.3005 | 71.0512 | 44.7506 | 22.3367 | 44.7506 | 0 | 80.2264 | 26.3005 | 0 | 0 | 22.3367 | 0 | 3.9638 | 0 | 26.3005
|  |  | 31.0713 | 378.4856 | 347.4144 | 118.9866 | 335.992 | 0 | 382.6192 | 42.4936 | 11.4223 | 87.9153 | 31.0713 | 0 | 0 | 0 | 42.4936
|  |  | 33.2435 | 846.1257 | 812.8821 | 266.0011 | 0 | 0 | 382.6192 | 846.1257 | 812.8821 | 219.4753 | 33.2435 | 13.2823 | 0 | 11.9541 | 846.1257
|  |  | 33.9264 | 73.6946 | 39.7681 | 23.1678 | 0 | 0 | 382.6192 | 73.6946 | 39.7681 | 0 | 23.1678 | 0 | 10.7587 | 0 | 73.6946
|  |  | 35.3688 | 301.1064 | 265.7376 | 94.6604 | 0 | 0 | 382.6192 | 301.1064 | 265.7376 | 59.2917 | 35.3688 | 0 | 0 | 0 | 301.1064
|  |  | 34.1685 | 927.8305 | 893.662 | 291.6871 | 0 | 0 | 382.6192 | 927.8305 | 893.662 | 257.5186 | 34.1685 | 0 | 0 | 0 | 927.8305
|  |  | 35.1159 | 813.8443 | 778.7284 | 255.8526 | 0 | 0 | 382.6192 | 813.8443 | 778.7284 | 112.333 | 35.1159 | 108.4037 | 0 | 97.5634 | 813.8443
|  |  | 40.4938 | 641.0626 | 600.5687 | 201.5343 | 0 | 0 | 382.6192 | 641.0626 | 600.5687 | 0 | 40.4938 | 161.0405 | 0 | 242.4998 | 641.0626
|  |  | 46.2897 | 415.3329 | 369.0432 | 130.5705 | 0 | 0 | 382.6192 | 415.3329 | 369.0432 | 0 | 46.2897 | 84.2808 | 0 | 318.3525 | 415.3329
|  |  | 46.7678 | 169.097 | 122.3292 | 53.1599 | 0 | 0 | 382.6192 | 169.097 | 122.3292 | 0 | 46.7678 | 6.3922 | 0 | 324.1054 | 169.097
|  |  | 41.1187 | 11.695 | -29.4237 | 3.6766 | 0 | 29.4237 | 349.9263 | 11.695 | 0 | 0 | 3.6766 | 0 | 37.4421 | 282.5032 | 11.695
|  |  | 30.6708 | 0 | -30.6708 | 0 | 0 | 30.6708 | 315.8477 | 0 | 0 | 0 | 0 | 0 | 30.6708 | 248.4245 | 0
|  |  | 23.3615 | 0 | -23.3615 | 0 | 0 | 23.3615 | 289.8904 | 0 | 0 | 0 | 0 | 0 | 23.3615 | 222.4673 | 0
|  |  | 23.6941 | 0 | -23.6941 | 0 | 0 | 23.6941 | 263.5636 | 0 | 0 | 0 | 0 | 0 | 23.6941 | 196.1405 | 0
|  |  | 24.2768 | 0 | -24.2768 | 0 | 0 | 24.2768 | 236.5893 | 0 | 0 | 0 | 0 | 0 | 24.2768 | 169.1662 | 0
|  |  | 24.5562 | 0 | -24.5562 | 0 | 0 | 24.5562 | 209.3047 | 0 | 0 | 0 | 0 | 0 | 24.5562 | 141.8816 | 0
|  |  | 24.0861 | 0 | -24.0861 | 0 | 0 | 24.0861 | 182.5424 | 0 | 0 | 0 | 0 | 0 | 24.0861 | 115.1193 | 0
|  |  | 22.6294 | 0 | -22.6294 | 0 | 0 | 22.6294 | 157.3986 | 0 | 0 | 0 | 0 | 0 | 22.6294 | 89.9755 | 0
|  |  | 20.8758 | 0 | -20.8758 | 0 | 0 | 20.8758 | 134.2033 | 0 | 0 | 0 | 0 | 0 | 20.8758 | 66.7802 | 0
|  |  | 18.9345 | 0 | -18.9345 | 0 | 0 | 18.9345 | 113.165 | 0 | 0 | 0 | 0 | 0 | 18.9345 | 45.7419 | 0
|  |  | 15.4144 | 0 | -15.4144 | 0 | 0 | 15.4144 | 96.0378 | 0 | 0 | 0 | 0 | 0 | 15.4144 | 28.6147 | 0
|  |  | 11.7376 | 0 | -11.7376 | 0 | 0 | 11.7376 | 82.996 | 0 | 0 | 0 | 0 | 0 | 11.7376 | 15.5729 | 0
|  |  | 16.1057 | 6.6485 | -9.4572 | 2.0901 | 0 | 9.4572 | 72.488 | 6.6485 | 0 | 0 | 2.0901 | 0 | 14.0156 | 0 | 6.6485
|  |  | 19.9504 | 172.1409 | 152.1905 | 54.1169 | 152.1905 | 0 | 209.4594 | 19.9504 | 0 | 34.1665 | 19.9504 | 0 | 0 | 0 | 19.9504
|  |  | 26.3005 | 371.5968 | 345.2963 | 116.8209 | 192.3998 | 0 | 382.6192 | 179.197 | 152.8965 | 90.5204 | 26.3005 | 0 | 0 | 0 | 179.197
|  |  | 31.0713 | 549.9857 | 518.9144 | 172.902 | 0 | 0 | 382.6192 | 549.9857 | 518.9144 | 141.8307 | 31.0713 | 0 | 0 | 0 | 549.9857
|  |  | 33.2435 | 683.1966 | 649.9531 | 214.7802 | 0 | 0 | 382.6192 | 683.1966 | 649.9531 | 181.5367 | 33.2435 | 0 | 0 | 0 | 683.1966
|  |  | 33.9264 | 761.457 | 727.5306 | 239.3834 | 0 | 0 | 382.6192 | 761.457 | 727.5306 | 205.4569 | 33.9264 | 0 | 0 | 0 | 761.457
|  |  | 35.3688 | 783.8057 | 748.4369 | 246.4093 | 0 | 0 | 382.6192 | 783.8057 | 748.4369 | 211.0405 | 35.3688 | 0 | 0 | 0 | 783.8057
|  |  | 34.1685 | 752.085 | 717.9165 | 236.437 | 0 | 0 | 382.6192 | 752.085 | 717.9165 | 185.1825 | 34.1685 | 17.086 | 0 | 15.3774 | 752.085
|  |  | 35.1159 | 660.6877 | 625.5718 | 207.704 | 0 | 0 | 382.6192 | 660.6877 | 625.5718 | 0 | 35.1159 | 172.5881 | 0 | 170.7066 | 660.6877
|  |  | 40.4938 | 517.3839 | 476.89 | 162.6528 | 0 | 0 | 382.6192 | 517.3839 | 476.89 | 0 | 40.4938 | 122.1589 | 0 | 280.6497 | 517.3839
|  |  | 46.2897 | 332.9873 | 286.6976 | 104.683 | 0 | 0 | 382.6192 | 332.9873 | 286.6976 | 0 | 46.2897 | 58.3933 | 0 | 333.2037 | 332.9873
|  |  | 46.7678 | 132.3298 | 85.562 | 41.6012 | 0 | 0 | 382.6192 | 132.3298 | 85.562 | 0 | 41.6012 | 0 | 5.1665 | 327.4631 | 132.3298
|  |  | 41.1187 | 1.8424 | -39.2763 | 0.57919 | 0 | 39.2763 | 338.9789 | 1.8424 | 0 | 0 | 0.57919 | 0 | 40.5395 | 282.4192 | 1.8424
|  |  | 30.6708 | 0 | -30.6708 | 0 | 0 | 30.6708 | 304.9003 | 0 | 0 | 0 | 0 | 0 | 30.6708 | 248.3406 | 0
|  |  | 23.3615 | 0 | -23.3615 | 0 | 0 | 23.3615 | 278.943 | 0 | 0 | 0 | 0 | 0 | 23.3615 | 222.3833 | 0
|  |  | 23.6941 | 0 | -23.6941 | 0 | 0 | 23.6941 | 252.6162 | 0 | 0 | 0 | 0 | 0 | 23.6941 | 196.0565 | 0
|  |  | 24.2768 | 0 | -24.2768 | 0 | 0 | 24.2768 | 225.6419 | 0 | 0 | 0 | 0 | 0 | 24.2768 | 169.0823 | 0
|  |  | 24.5562 | 0 | -24.5562 | 0 | 0 | 24.5562 | 198.3573 | 0 | 0 | 0 | 0 | 0 | 24.5562 | 141.7976 | 0
|  |  | 24.0861 | 0 | -24.0861 | 0 | 0 | 24.0861 | 171.595 | 0 | 0 | 0 | 0 | 0 | 24.0861 | 115.0353 | 0
|  |  | 22.6294 | 0 | -22.6294 | 0 | 0 | 22.6294 | 146.4512 | 0 | 0 | 0 | 0 | 0 | 22.6294 | 89.8916 | 0
|  |  | 20.8758 | 0 | -20.8758 | 0 | 0 | 20.8758 | 123.2559 | 0 | 0 | 0 | 0 | 0 | 20.8758 | 66.6963 | 0
|  |  | 18.9345 | 0 | -18.9345 | 0 | 0 | 18.9345 | 102.2176 | 0 | 0 | 0 | 0 | 0 | 18.9345 | 45.6579 | 0
|  |  | 15.4144 | 0 | -15.4144 | 0 | 0 | 15.4144 | 85.0904 | 0 | 0 | 0 | 0 | 0 | 15.4144 | 28.5308 | 0
|  |  | 11.7376 | 0 | -11.7376 | 0 | 0 | 11.7376 | 72.0486 | 0 | 0 | 0 | 0 | 0 | 11.7376 | 15.489 | 0
|  |  | 16.1057 | 6.8888 | -9.2169 | 2.1657 | 0 | 9.2169 | 61.8076 | 6.8888 | 0 | 0 | 2.1657 | 0 | 13.9401 | -2.8179e-15 | 6.8888
|  |  | 19.9504 | 179.8307 | 159.8804 | 56.5344 | 159.8804 | 0 | 205.7 | 19.9504 | 0 | 36.584 | 19.9504 | 0 | -2.5361e-15 | 0 | 19.9504
|  |  | 26.3005 | 394.6664 | 368.3659 | 124.0734 | 196.577 | 0 | 382.6192 | 198.0894 | 171.7889 | 97.7729 | 26.3005 | 0 | 0 | 0 | 198.0894
|  |  | 31.0713 | 585.9518 | 554.8806 | 184.2089 | 0 | 0 | 382.6192 | 585.9518 | 554.8806 | 153.1376 | 31.0713 | 0 | 0 | 0 | 585.9518
|  |  | 33.2435 | 729.2557 | 696.0122 | 229.2601 | 0 | 0 | 382.6192 | 729.2557 | 696.0122 | 196.0165 | 33.2435 | 0 | 0 | 0 | 729.2557
|  |  | 33.9264 | 810.2396 | 776.3132 | 254.7194 | 0 | 0 | 382.6192 | 810.2396 | 776.3132 | 220.793 | 33.9264 | 0 | 0 | 0 | 810.2396
|  |  | 35.3688 | 833.2291 | 797.8603 | 261.9468 | 0 | 0 | 382.6192 | 833.2291 | 797.8603 | 226.578 | 35.3688 | 0 | 0 | 0 | 833.2291
|  |  | 34.1685 | 796.542 | 762.3735 | 250.4132 | 0 | 0 | 382.6192 | 796.542 | 762.3735 | 216.2447 | 34.1685 | 0 | 0 | 0 | 796.542
|  |  | 35.1159 | 697.2146 | 662.0987 | 219.1871 | 0 | 0 | 382.6192 | 697.2146 | 662.0987 | 4.1729 | 35.1159 | 179.8983 | 0 | 161.9085 | 697.2146
|  |  | 40.4938 | 540.6938 | 500.1999 | 169.9808 | 0 | 0 | 382.6192 | 540.6938 | 500.1999 | 0 | 40.4938 | 129.487 | 0 | 278.4468 | 540.6938
|  |  | 46.2897 | 343.6409 | 297.3513 | 108.0323 | 0 | 0 | 382.6192 | 343.6409 | 297.3513 | 0 | 46.2897 | 61.7426 | 0 | 334.0151 | 343.6409
|  |  | 46.7678 | 132.6502 | 85.8824 | 41.702 | 0 | 0 | 382.6192 | 132.6502 | 85.8824 | 0 | 41.702 | 0 | 5.0658 | 328.3864 | 132.6502
|  |  | 41.1187 | 1.7623 | -39.3564 | 0.55401 | 0 | 39.3564 | 338.8899 | 1.7623 | 0 | 0 | 0.55401 | 0 | 40.5647 | 283.3146 | 1.7623
|  |  | 30.6708 | 0 | -30.6708 | 0 | 0 | 30.6708 | 304.8113 | 0 | 0 | 0 | 0 | 0 | 30.6708 | 249.236 | 0
|  |  | 23.3615 | 0 | -23.3615 | 0 | 0 | 23.3615 | 278.854 | 0 | 0 | 0 | 0 | 0 | 23.3615 | 223.2787 | 0
|  |  | 23.6941 | 0 | -23.6941 | 0 | 0 | 23.6941 | 252.5272 | 0 | 0 | 0 | 0 | 0 | 23.6941 | 196.9519 | 0
|  |  | 24.2768 | 0 | -24.2768 | 0 | 0 | 24.2768 | 225.5529 | 0 | 0 | 0 | 0 | 0 | 24.2768 | 169.9776 | 0
|  |  | 24.5562 | 0 | -24.5562 | 0 | 0 | 24.5562 | 198.2683 | 0 | 0 | 0 | 0 | 0 | 24.5562 | 142.693 | 0
|  |  | 24.0861 | 0 | -24.0861 | 0 | 0 | 24.0861 | 171.506 | 0 | 0 | 0 | 0 | 0 | 24.0861 | 115.9307 | 0
|  |  | 22.6294 | 0 | -22.6294 | 0 | 0 | 22.6294 | 146.3622 | 0 | 0 | 0 | 0 | 0 | 22.6294 | 90.7869 | 0
|  |  | 20.8758 | 0 | -20.8758 | 0 | 0 | 20.8758 | 123.1669 | 0 | 0 | 0 | 0 | 0 | 20.8758 | 67.5916 | 0
|  |  | 18.9345 | 0 | -18.9345 | 0 | 0 | 18.9345 | 102.1286 | 0 | 0 | 0 | 0 | 0 | 18.9345 | 46.5533 | 0
|  |  | 15.4144 | 0 | -15.4144 | 0 | 0 | 15.4144 | 85.0014 | 0 | 0 | 0 | 0 | 0 | 15.4144 | 29.4261 | 0
|  |  | 11.7376 | 0 | -11.7376 | 0 | 0 | 11.7376 | 71.9596 | 0 | 0 | 0 | 0 | 0 | 11.7376 | 16.3843 | 0
|  |  | 16.1057 | 4.3256 | -11.7802 | 1.3598 | 0 | 11.7802 | 58.8705 | 4.3256 | 0 | 0 | 1.3598 | 0 | 14.7459 | 0 | 4.3256
|  |  | 19.9504 | 88.2733 | 68.3229 | 27.7509 | 68.3229 | 0 | 120.3611 | 19.9504 | 0 | 7.8006 | 19.9504 | 0 | 0 | 0 | 19.9504
|  |  | 26.3005 | 212.8331 | 186.5326 | 66.9095 | 186.5326 | 0 | 288.2404 | 26.3005 | 0 | 40.609 | 26.3005 | 0 | 0 | 0 | 26.3005
|  |  | 31.0713 | 291.9746 | 260.9033 | 91.7897 | 104.8653 | 0 | 382.6192 | 187.1093 | 156.038 | 60.7184 | 31.0713 | 0 | 0 | 0 | 187.1093
|  |  | 33.2435 | 360.2222 | 326.9787 | 113.245 | 0 | 0 | 382.6192 | 360.2222 | 326.9787 | 54.2134 | 33.2435 | 25.788 | 0 | 23.2092 | 360.2222
|  |  | 33.9264 | 409.165 | 375.2386 | 128.6314 | 0 | 0 | 382.6192 | 409.165 | 375.2386 | 0 | 33.9264 | 94.705 | 0 | 108.4437 | 409.165
|  |  | 35.3688 | 419.8988 | 384.53 | 132.0059 | 0 | 0 | 382.6192 | 419.8988 | 384.53 | 0 | 35.3688 | 96.6371 | 0 | 195.4171 | 419.8988
|  |  | 34.1685 | 403.718 | 369.5495 | 126.919 | 0 | 0 | 382.6192 | 403.718 | 369.5495 | 0 | 34.1685 | 92.7505 | 0 | 278.8925 | 403.718
|  |  | 35.1159 | 303.9901 | 268.8742 | 95.567 | 0 | 0 | 382.6192 | 303.9901 | 268.8742 | 0 | 35.1159 | 60.4511 | 0 | 333.2985 | 303.9901
|  |  | 40.4938 | 241.0293 | 200.5354 | 75.7737 | 0 | 0 | 382.6192 | 241.0293 | 200.5354 | 0 | 40.4938 | 35.2798 | 0 | 365.0504 | 241.0293
|  |  | 46.2897 | 132.2497 | 85.96 | 41.5761 | 0 | 0 | 382.6192 | 132.2497 | 85.96 | 0 | 41.5761 | 0 | 4.7136 | 359.813 | 132.2497
|  |  | 46.7678 | 56.3123 | 9.5445 | 17.7032 | 0 | 0 | 382.6192 | 56.3123 | 9.5445 | 0 | 17.7032 | 0 | 29.0646 | 327.5191 | 56.3123
|  |  | 41.1187 | 1.1214 | -39.9972 | 0.35255 | 0 | 39.9972 | 338.1779 | 1.1214 | 0 | 0 | 0.35255 | 0 | 40.7661 | 282.2234 | 1.1214
|  |  | 30.6708 | 0 | -30.6708 | 0 | 0 | 30.6708 | 304.0992 | 0 | 0 | 0 | 0 | 0 | 30.6708 | 248.1447 | 0
|  |  | 23.3615 | 0 | -23.3615 | 0 | 0 | 23.3615 | 278.142 | 0 | 0 | 0 | 0 | 0 | 23.3615 | 222.1875 | 0
|  |  | 23.6941 | 0 | -23.6941 | 0 | 0 | 23.6941 | 251.8152 | 0 | 0 | 0 | 0 | 0 | 23.6941 | 195.8607 | 0
|  |  | 24.2768 | 0 | -24.2768 | 0 | 0 | 24.2768 | 224.8409 | 0 | 0 | 0 | 0 | 0 | 24.2768 | 168.8864 | 0
|  |  | 24.5562 | 0 | -24.5562 | 0 | 0 | 24.5562 | 197.5563 | 0 | 0 | 0 | 0 | 0 | 24.5562 | 141.6018 | 0
|  |  | 24.0861 | 0 | -24.0861 | 0 | 0 | 24.0861 | 170.794 | 0 | 0 | 0 | 0 | 0 | 24.0861 | 114.8395 | 0
|  |  | 22.6294 | 0 | -22.6294 | 0 | 0 | 22.6294 | 145.6502 | 0 | 0 | 0 | 0 | 0 | 22.6294 | 89.6957 | 0
|  |  | 20.8758 | 0 | -20.8758 | 0 | 0 | 20.8758 | 122.4549 | 0 | 0 | 0 | 0 | 0 | 20.8758 | 66.5004 | 0
|  |  | 18.9345 | 0 | -18.9345 | 0 | 0 | 18.9345 | 101.4166 | 0 | 0 | 0 | 0 | 0 | 18.9345 | 45.4621 | 0
|  |  | 15.4144 | 0 | -15.4144 | 0 | 0 | 15.4144 | 84.2894 | 0 | 0 | 0 | 0 | 0 | 15.4144 | 28.3349 | 0
|  |  | 11.7376 | 0 | -11.7376 | 0 | 0 | 11.7376 | 71.2476 | 0 | 0 | 0 | 0 | 0 | 11.7376 | 15.2931 | 0
|  |  | 16.1057 | 7.4496 | -8.6562 | 2.342 | 0 | 8.6562 | 61.6296 | 7.4496 | 0 | 0 | 2.342 | 0 | 13.7638 | 0 | 7.4496
|  |  | 19.9504 | 165.1719 | 145.2216 | 51.926 | 145.2216 | 0 | 192.329 | 19.9504 | 0 | 31.9756 | 19.9504 | 0 | 0 | 0 | 19.9504
|  |  | 26.3005 | 343.6409 | 317.3404 | 108.0323 | 211.4336 | 0 | 382.6192 | 132.2073 | 105.9068 | 81.7317 | 26.3005 | 0 | 0 | 0 | 132.2073
|  |  | 31.0713 | 511.0557 | 479.9845 | 160.6634 | 0 | 0 | 382.6192 | 511.0557 | 479.9845 | 129.5921 | 31.0713 | 0 | 0 | 0 | 511.0557
|  |  | 33.2435 | 637.0574 | 603.8139 | 200.2752 | 0 | 0 | 382.6192 | 637.0574 | 603.8139 | 167.0317 | 33.2435 | 0 | 0 | 0 | 637.0574
|  |  | 33.9264 | 708.8295 | 674.9031 | 222.8386 | 0 | 0 | 382.6192 | 708.8295 | 674.9031 | 188.9121 | 33.9264 | 0 | 0 | 0 | 708.8295
|  |  | 35.3688 | 727.9741 | 692.6053 | 228.8572 | 0 | 0 | 382.6192 | 727.9741 | 692.6053 | 193.4884 | 35.3688 | 0 | 0 | 0 | 727.9741
|  |  | 34.1685 | 695.1319 | 660.9634 | 218.5324 | 0 | 0 | 382.6192 | 695.1319 | 660.9634 | 97.7389 | 34.1685 | 86.625 | 0 | 77.9625 | 695.1319
|  |  | 35.1159 | 609.6623 | 574.5464 | 191.6628 | 0 | 0 | 382.6192 | 609.6623 | 574.5464 | 0 | 35.1159 | 156.5469 | 0 | 218.8547 | 609.6623
|  |  | 40.4938 | 472.8467 | 432.3529 | 148.6514 | 0 | 0 | 382.6192 | 472.8467 | 432.3529 | 0 | 40.4938 | 108.1576 | 0 | 316.1965 | 472.8467
|  |  | 46.2897 | 301.0262 | 254.7366 | 94.6353 | 0 | 0 | 382.6192 | 301.0262 | 254.7366 | 0 | 46.2897 | 48.3456 | 0 | 359.7076 | 301.0262
|  |  | 46.7678 | 115.9087 | 69.141 | 36.4389 | 0 | 0 | 382.6192 | 115.9087 | 69.141 | 0 | 36.4389 | 0 | 10.3289 | 348.231 | 115.9087
|  |  | 41.1187 | 1.8424 | -39.2763 | 0.57919 | 0 | 39.2763 | 338.9789 | 1.8424 | 0 | 0 | 0.57919 | 0 | 40.5395 | 303.1871 | 1.8424
|  |  | 30.6708 | 0 | -30.6708 | 0 | 0 | 30.6708 | 304.9003 | 0 | 0 | 0 | 0 | 0 | 30.6708 | 269.1085 | 0
|  |  | 23.3615 | 0 | -23.3615 | 0 | 0 | 23.3615 | 278.943 | 0 | 0 | 0 | 0 | 0 | 23.3615 | 243.1512 | 0
|  |  | 23.6941 | 0 | -23.6941 | 0 | 0 | 23.6941 | 252.6162 | 0 | 0 | 0 | 0 | 0 | 23.6941 | 216.8244 | 0
|  |  | 24.2768 | 0 | -24.2768 | 0 | 0 | 24.2768 | 225.6419 | 0 | 0 | 0 | 0 | 0 | 24.2768 | 189.8502 | 0
|  |  | 24.5562 | 0 | -24.5562 | 0 | 0 | 24.5562 | 198.3573 | 0 | 0 | 0 | 0 | 0 | 24.5562 | 162.5655 | 0
|  |  | 30.2465 | 0 | -30.2465 | 0 | 0 | 30.2465 | 164.7501 | 0 | 0 | 0 | 0 | 0 | 30.2465 | 128.9584 | 0
|  |  | 28.1491 | 0 | -28.1491 | 0 | 0 | 28.1491 | 133.4733 | 0 | 0 | 0 | 0 | 0 | 28.1491 | 97.6816 | 0
|  |  | 25.2107 | 0 | -25.2107 | 0 | 0 | 25.2107 | 105.4615 | 0 | 0 | 0 | 0 | 0 | 25.2107 | 69.6697 | 0
|  |  | 21.4417 | 0 | -21.4417 | 0 | 0 | 21.4417 | 81.6374 | 0 | 0 | 0 | 0 | 0 | 21.4417 | 45.8456 | 0
|  |  | 17.5188 | 0 | -17.5188 | 0 | 0 | 17.5188 | 62.172 | 0 | 0 | 0 | 0 | 0 | 17.5188 | 26.3802 | 0
|  |  | 14.3414 | 0 | -14.3414 | 0 | 0 | 14.3414 | 46.2372 | 0 | 0 | 0 | 0 | 0 | 14.3414 | 10.4454 | 0
|  |  | 11.6673 | 7.2093 | -4.458 | 2.2664 | 0 | 4.458 | 41.2838 | 7.2093 | 0 | 0 | 2.2664 | 0 | 9.4009 | 0 | 7.2093
|  |  | 9.167 | 162.6887 | 153.5218 | 51.1453 | 153.5218 | 0 | 179.4534 | 9.167 | 0 | 33.0942 | 9.167 | 0 | 0 | 0 | 9.167
|  |  | 7.1962 | 336.8322 | 329.636 | 105.8918 | 225.7398 | 0 | 382.6192 | 111.0924 | 103.8962 | 105.8918 | 0 | 0 | 0 | 0 | 111.0924
|  |  | 6.03 | 499.2005 | 493.1705 | 156.9364 | 0 | 0 | 382.6192 | 499.2005 | 493.1705 | 150.9064 | 6.03 | 0 | 0 | 0 | 499.2005
|  |  | 6.0645 | 617.4322 | 611.3678 | 194.1055 | 0 | 0 | 382.6192 | 617.4322 | 611.3678 | 188.0411 | 6.0645 | 0 | 0 | 0 | 617.4322
|  |  | 6.9622 | 692.8891 | 685.9269 | 217.8273 | 0 | 0 | 382.6192 | 692.8891 | 685.9269 | 210.8651 | 6.9622 | 0 | 0 | 0 | 692.8891
|  |  | 9.2104 | 715.478 | 706.2676 | 224.9287 | 0 | 0 | 382.6192 | 715.478 | 706.2676 | 215.7183 | 9.2104 | 0 | 0 | 0 | 715.478
|  |  | 12.2202 | 684.4783 | 672.258 | 215.1831 | 0 | 0 | 382.6192 | 684.4783 | 672.258 | 167.2988 | 12.2202 | 35.6641 | 0 | 32.0977 | 684.4783
|  |  | 15.3949 | 600.3703 | 584.9754 | 188.7417 | 0 | 0 | 382.6192 | 600.3703 | 584.9754 | 0 | 15.3949 | 173.3468 | 0 | 188.1098 | 600.3703
|  |  | 18.6761 | 470.4436 | 451.7675 | 147.8959 | 0 | 0 | 382.6192 | 470.4436 | 451.7675 | 0 | 18.6761 | 129.2198 | 0 | 304.4076 | 470.4436
|  |  | 22.1391 | 300.4655 | 278.3264 | 94.459 | 0 | 0 | 382.6192 | 300.4655 | 278.3264 | 0 | 22.1391 | 72.3199 | 0 | 369.4955 | 300.4655
|  |  | 26.0591 | 115.7485 | 89.6894 | 36.3885 | 0 | 0 | 382.6192 | 115.7485 | 89.6894 | 0 | 26.0591 | 10.3294 | 0 | 378.7919 | 115.7485
|  |  | 29.8278 | 2.1628 | -27.6651 | 0.67992 | 0 | 27.6651 | 351.8803 | 2.1628 | 0 | 0 | 0.67992 | 0 | 29.1479 | 346.4054 | 2.1628
|  |  | 32.3465 | 0 | -32.3465 | 0 | 0 | 32.3465 | 315.9398 | 0 | 0 | 0 | 0 | 0 | 32.3465 | 310.4648 | 0
|  |  | 33.6507 | 0 | -33.6507 | 0 | 0 | 33.6507 | 278.5501 | 0 | 0 | 0 | 0 | 0 | 33.6507 | 273.0752 | 0
|  |  | 34.0882 | 0 | -34.0882 | 0 | 0 | 34.0882 | 240.6743 | 0 | 0 | 0 | 0 | 0 | 34.0882 | 235.1994 | 0
|  |  | 33.501 | 0 | -33.501 | 0 | 0 | 33.501 | 203.451 | 0 | 0 | 0 | 0 | 0 | 33.501 | 197.9761 | 0
|  |  | 32.1465 | 0 | -32.1465 | 0 | 0 | 32.1465 | 167.7327 | 0 | 0 | 0 | 0 | 0 | 32.1465 | 162.2578 | 0
|  |  | 30.2465 | 0 | -30.2465 | 0 | 0 | 30.2465 | 134.1255 | 0 | 0 | 0 | 0 | 0 | 30.2465 | 128.6506 | 0
|  |  | 28.1491 | 0 | -28.1491 | 0 | 0 | 28.1491 | 102.8487 | 0 | 0 | 0 | 0 | 0 | 28.1491 | 97.3738 | 0
|  |  | 25.2107 | 0 | -25.2107 | 0 | 0 | 25.2107 | 74.8368 | 0 | 0 | 0 | 0 | 0 | 25.2107 | 69.3619 | 0
|  |  | 21.4417 | 0 | -21.4417 | 0 | 0 | 21.4417 | 51.0128 | 0 | 0 | 0 | 0 | 0 | 21.4417 | 45.5378 | 0
|  |  | 17.5188 | 0 | -17.5188 | 0 | 0 | 17.5188 | 31.5474 | 0 | 0 | 0 | 0 | 0 | 17.5188 | 26.0725 | 0
|  |  | 14.3414 | 0 | -14.3414 | 0 | 0 | 14.3414 | 15.6125 | 0 | 0 | 0 | 0 | 0 | 14.3414 | 10.1376 | 0
|  |  | 11.6673 | 8.0904 | -3.5769 | 2.5434 | 0 | 3.5769 | 11.6382 | 8.0904 | 0 | 0 | 2.5434 | 0 | 9.1238 | 1.4155e-15 | 8.0904
|  |  | 9.167 | 180.2313 | 171.0643 | 56.6603 | 171.0643 | 0 | 165.5961 | 9.167 | 0 | 38.6091 | 9.167 | 8.8842 | 0 | 7.9958 | 9.167
|  |  | 7.1962 | 380.4081 | 373.2119 | 119.591 | 241.1368 | 0 | 382.6192 | 139.2713 | 132.075 | 119.591 | 0 | 0 | 7.1962 | 0 | 139.2713
|  |  | 6.03 | 567.5282 | 561.4982 | 178.4169 | 0 | 0 | 382.6192 | 567.5282 | 561.4982 | 172.3869 | 6.03 | 0 | 0 | 0 | 567.5282
|  |  | 6.0645 | 708.9897 | 702.9252 | 222.8889 | 0 | 0 | 382.6192 | 708.9897 | 702.9252 | 216.8245 | 6.0645 | 0 | 0 | 0 | 708.9897
|  |  | 6.9622 | 790.4542 | 783.492 | 248.4994 | 0 | 0 | 382.6192 | 790.4542 | 783.492 | 241.5372 | 6.9622 | 0 | 0 | 0 | 790.4542
|  |  | 9.2104 | 810.8003 | 801.5899 | 254.8957 | 0 | 0 | 382.6192 | 810.8003 | 801.5899 | 245.6853 | 9.2104 | 0 | 0 | 0 | 810.8003
|  |  | 12.2202 | 770.1081 | 757.8879 | 242.1031 | 0 | 0 | 382.6192 | 770.1081 | 757.8879 | 229.8828 | 12.2202 | 0 | 0 | 0 | 770.1081
|  |  | 15.3949 | 670.0598 | 654.6648 | 210.6503 | 0 | 0 | 382.6192 | 670.0598 | 654.6648 | 29.9225 | 15.3949 | 165.3329 | 0 | 148.7996 | 670.0598
|  |  | 18.6761 | 514.9007 | 496.2246 | 161.8721 | 0 | 0 | 382.6192 | 514.9007 | 496.2246 | 0 | 18.6761 | 143.196 | 0 | 277.676 | 514.9007
|  |  | 22.1391 | 322.5739 | 300.4348 | 101.4093 | 0 | 0 | 382.6192 | 322.5739 | 300.4348 | 0 | 22.1391 | 79.2702 | 0 | 349.0192 | 322.5739
|  |  | 26.0591 | 117.1904 | 91.1312 | 36.8418 | 0 | 0 | 382.6192 | 117.1904 | 91.1312 | 0 | 26.0591 | 10.7826 | 0 | 358.7235 | 117.1904
|  |  | 29.8278 | 1.522 | -28.3059 | 0.47846 | 0 | 28.3059 | 351.1683 | 1.522 | 0 | 0 | 0.47846 | 0 | 29.3494 | 326.1131 | 1.522
|  |  | 32.3465 | 0 | -32.3465 | 0 | 0 | 32.3465 | 315.2277 | 0 | 0 | 0 | 0 | 0 | 32.3465 | 290.1726 | 0
|  |  | 33.6507 | 0 | -33.6507 | 0 | 0 | 33.6507 | 277.8381 | 0 | 0 | 0 | 0 | 0 | 33.6507 | 252.7829 | 0
|  |  | 34.0882 | 0 | -34.0882 | 0 | 0 | 34.0882 | 239.9623 | 0 | 0 | 0 | 0 | 0 | 34.0882 | 214.9072 | 0
|  |  | 33.501 | 0 | -33.501 | 0 | 0 | 33.501 | 202.739 | 0 | 0 | 0 | 0 | 0 | 33.501 | 177.6839 | 0
|  |  | 32.1465 | 0 | -32.1465 | 0 | 0 | 32.1465 | 167.0207 | 0 | 0 | 0 | 0 | 0 | 32.1465 | 141.9655 | 0
|  |  | 24.0861 | 0 | -24.0861 | 0 | 0 | 24.0861 | 140.2583 | 0 | 0 | 0 | 0 | 0 | 24.0861 | 115.2032 | 0
|  |  | 22.6294 | 0 | -22.6294 | 0 | 0 | 22.6294 | 115.1146 | 0 | 0 | 0 | 0 | 0 | 22.6294 | 90.0594 | 0
|  |  | 20.8758 | 0 | -20.8758 | 0 | 0 | 20.8758 | 91.9193 | 0 | 0 | 0 | 0 | 0 | 20.8758 | 66.8641 | 0
|  |  | 18.9345 | 0 | -18.9345 | 0 | 0 | 18.9345 | 70.8809 | 0 | 0 | 0 | 0 | 0 | 18.9345 | 45.8258 | 0
|  |  | 15.4144 | 0 | -15.4144 | 0 | 0 | 15.4144 | 53.7538 | 0 | 0 | 0 | 0 | 0 | 15.4144 | 28.6987 | 0
|  |  | 11.7376 | 0 | -11.7376 | 0 | 0 | 11.7376 | 40.712 | 0 | 0 | 0 | 0 | 0 | 11.7376 | 15.6568 | 0
|  |  | 16.1057 | 6.4082 | -9.6975 | 2.0146 | 0 | 9.6975 | 29.937 | 6.4082 | 0 | 0 | 2.0146 | 0 | 14.0912 | -2.3861e-15 | 6.4082
|  |  | 19.9504 | 91.958 | 72.0076 | 28.9093 | 72.0076 | 0 | 94.7438 | 19.9504 | 0 | 8.959 | 19.9504 | 0 | -2.1475e-15 | 0 | 19.9504
|  |  | 26.3005 | 202.8202 | 176.5197 | 63.7617 | 176.5197 | 0 | 253.6116 | 26.3005 | 0 | 37.4612 | 26.3005 | 0 | 0 | 0 | 26.3005
|  |  | 31.0713 | 290.8532 | 259.7819 | 91.4371 | 143.3419 | 0 | 382.6192 | 147.5113 | 116.44 | 60.3658 | 31.0713 | 0 | 0 | 0 | 147.5113
|  |  | 33.2435 | 338.1138 | 304.8703 | 106.2947 | 0 | 0 | 382.6192 | 338.1138 | 304.8703 | 26.2822 | 33.2435 | 46.769 | 0 | 42.0921 | 338.1138
|  |  | 33.9264 | 378.005 | 344.0786 | 118.8355 | 0 | 0 | 382.6192 | 378.005 | 344.0786 | 0 | 33.9264 | 84.9091 | 0 | 118.5102 | 378.005
|  |  | 35.3688 | 356.5375 | 321.1687 | 112.0866 | 0 | 0 | 382.6192 | 356.5375 | 321.1687 | 0 | 35.3688 | 76.7178 | 0 | 187.5563 | 356.5375
|  |  | 34.1685 | 390.3408 | 356.1723 | 122.7136 | 0 | 0 | 382.6192 | 390.3408 | 356.1723 | 0 | 34.1685 | 88.545 | 0 | 267.2468 | 390.3408
|  |  | 35.1159 | 316.0055 | 280.8896 | 99.3444 | 0 | 0 | 382.6192 | 316.0055 | 280.8896 | 0 | 35.1159 | 64.2285 | 0 | 325.0524 | 316.0055
|  |  | 40.4938 | 248.3186 | 207.8248 | 78.0653 | 0 | 0 | 382.6192 | 248.3186 | 207.8248 | 0 | 40.4938 | 37.5714 | 0 | 358.8667 | 248.3186
|  |  | 46.2897 | 146.1876 | 99.8979 | 45.9578 | 0 | 0 | 382.6192 | 146.1876 | 99.8979 | 0 | 45.9578 | 0 | 0.33189 | 358.498 | 146.1876
|  |  | 46.7678 | 58.5551 | 11.7874 | 18.4083 | 0 | 0 | 382.6192 | 58.5551 | 11.7874 | 0 | 18.4083 | 0 | 28.3595 | 326.9874 | 58.5551
|  |  | 41.1187 | 0.96123 | -40.1575 | 0.30219 | 0 | 40.1575 | 337.9999 | 0.96123 | 0 | 0 | 0.30219 | 0 | 40.8165 | 281.6358 | 0.96123
|  |  | 30.6708 | 0 | -30.6708 | 0 | 0 | 30.6708 | 303.9212 | 0 | 0 | 0 | 0 | 0 | 30.6708 | 247.5572 | 0
|  |  | 23.3615 | 0 | -23.3615 | 0 | 0 | 23.3615 | 277.964 | 0 | 0 | 0 | 0 | 0 | 23.3615 | 221.5999 | 0
|  |  | 23.6941 | 0 | -23.6941 | 0 | 0 | 23.6941 | 251.6372 | 0 | 0 | 0 | 0 | 0 | 23.6941 | 195.2731 | 0
|  |  | 24.2768 | 0 | -24.2768 | 0 | 0 | 24.2768 | 224.6629 | 0 | 0 | 0 | 0 | 0 | 24.2768 | 168.2988 | 0
|  |  | 24.5562 | 0 | -24.5562 | 0 | 0 | 24.5562 | 197.3783 | 0 | 0 | 0 | 0 | 0 | 24.5562 | 141.0142 | 0
|  |  | 24.0861 | 0 | -24.0861 | 0 | 0 | 24.0861 | 170.616 | 0 | 0 | 0 | 0 | 0 | 24.0861 | 114.2519 | 0
|  |  | 22.6294 | 0 | -22.6294 | 0 | 0 | 22.6294 | 145.4722 | 0 | 0 | 0 | 0 | 0 | 22.6294 | 89.1081 | 0
|  |  | 20.8758 | 0 | -20.8758 | 0 | 0 | 20.8758 | 122.2769 | 0 | 0 | 0 | 0 | 0 | 20.8758 | 65.9128 | 0
|  |  | 18.9345 | 0 | -18.9345 | 0 | 0 | 18.9345 | 101.2386 | 0 | 0 | 0 | 0 | 0 | 18.9345 | 44.8745 | 0
|  |  | 15.4144 | 0 | -15.4144 | 0 | 0 | 15.4144 | 84.1114 | 0 | 0 | 0 | 0 | 0 | 15.4144 | 27.7473 | 0
|  |  | 11.7376 | 0 | -11.7376 | 0 | 0 | 11.7376 | 71.0696 | 0 | 0 | 0 | 0 | 0 | 11.7376 | 14.7055 | 0
|  |  | 16.1057 | 9.1317 | -6.974 | 2.8708 | 0 | 6.974 | 63.3207 | 9.1317 | 0 | 0 | 2.8708 | 0 | 13.235 | 0 | 9.1317
|  |  | 19.9504 | 76.3379 | 56.3876 | 23.9988 | 56.3876 | 0 | 114.0695 | 19.9504 | 0 | 4.0484 | 19.9504 | 0 | 0 | 0 | 19.9504
|  |  | 26.3005 | 146.1876 | 119.8871 | 45.9578 | 119.8871 | 0 | 221.9678 | 26.3005 | 0 | 19.6573 | 26.3005 | 0 | 0 | 0 | 26.3005
|  |  | 31.0713 | 166.3735 | 135.3022 | 52.3037 | 135.3022 | 0 | 343.7398 | 31.0713 | 0 | 21.2324 | 31.0713 | 0 | 0 | 0 | 31.0713
|  |  | 33.2435 | 337.473 | 304.2295 | 106.0932 | 43.1994 | 0 | 382.6192 | 294.2736 | 261.0301 | 72.8497 | 33.2435 | 0 | 0 | 0 | 294.2736
|  |  | 33.9264 | 542.2958 | 508.3694 | 170.4845 | 0 | 0 | 382.6192 | 542.2958 | 508.3694 | 136.5581 | 33.9264 | 0 | 0 | 0 | 542.2958
|  |  | 35.3688 | 410.1262 | 374.7575 | 128.9336 | 0 | 0 | 382.6192 | 410.1262 | 374.7575 | 25.9947 | 35.3688 | 67.5702 | 0 | 60.8132 | 410.1262
|  |  | 34.1685 | 391.4623 | 357.2937 | 123.0661 | 0 | 0 | 382.6192 | 391.4623 | 357.2937 | 0 | 34.1685 | 88.8976 | 0 | 140.821 | 391.4623
|  |  | 35.1159 | 371.9973 | 336.8814 | 116.9468 | 0 | 0 | 382.6192 | 371.9973 | 336.8814 | 0 | 35.1159 | 81.8309 | 0 | 214.4688 | 371.9973
|  |  | 40.4938 | 397.9506 | 357.4568 | 125.1059 | 0 | 0 | 382.6192 | 397.9506 | 357.4568 | 0 | 40.4938 | 84.6121 | 0 | 290.6197 | 397.9506
|  |  | 46.2897 | 295.1787 | 248.8891 | 92.7969 | 0 | 0 | 382.6192 | 295.1787 | 248.8891 | 0 | 46.2897 | 46.5073 | 0 | 332.4762 | 295.1787
|  |  | 46.7678 | 133.291 | 86.5233 | 41.9034 | 0 | 0 | 382.6192 | 133.291 | 86.5233 | 0 | 41.9034 | 0 | 4.8643 | 327.0714 | 133.291
|  |  | 41.1187 | 4.1653 | -36.9533 | 1.3095 | 0 | 36.9533 | 341.56 | 4.1653 | 0 | 0 | 1.3095 | 0 | 39.8092 | 282.8389 | 4.1653
|  |  | 30.6708 | 0 | -30.6708 | 0 | 0 | 30.6708 | 307.4814 | 0 | 0 | 0 | 0 | 0 | 30.6708 | 248.7603 | 0
|  |  | 23.3615 | 0 | -23.3615 | 0 | 0 | 23.3615 | 281.5241 | 0 | 0 | 0 | 0 | 0 | 23.3615 | 222.803 | 0
|  |  | 23.6941 | 0 | -23.6941 | 0 | 0 | 23.6941 | 255.1973 | 0 | 0 | 0 | 0 | 0 | 23.6941 | 196.4762 | 0
|  |  | 24.2768 | 0 | -24.2768 | 0 | 0 | 24.2768 | 228.223 | 0 | 0 | 0 | 0 | 0 | 24.2768 | 169.502 | 0
|  |  | 24.5562 | 0 | -24.5562 | 0 | 0 | 24.5562 | 200.9384 | 0 | 0 | 0 | 0 | 0 | 24.5562 | 142.2173 | 0
|  |  | 24.0861 | 0 | -24.0861 | 0 | 0 | 24.0861 | 174.1761 | 0 | 0 | 0 | 0 | 0 | 24.0861 | 115.455 | 0
|  |  | 22.6294 | 0 | -22.6294 | 0 | 0 | 22.6294 | 149.0323 | 0 | 0 | 0 | 0 | 0 | 22.6294 | 90.3113 | 0
|  |  | 20.8758 | 0 | -20.8758 | 0 | 0 | 20.8758 | 125.837 | 0 | 0 | 0 | 0 | 0 | 20.8758 | 67.116 | 0
|  |  | 18.9345 | 0 | -18.9345 | 0 | 0 | 18.9345 | 104.7987 | 0 | 0 | 0 | 0 | 0 | 18.9345 | 46.0776 | 0
|  |  | 15.4144 | 0 | -15.4144 | 0 | 0 | 15.4144 | 87.6715 | 0 | 0 | 0 | 0 | 0 | 15.4144 | 28.9505 | 0
|  |  | 11.7376 | 0 | -11.7376 | 0 | 0 | 11.7376 | 74.6297 | 0 | 0 | 0 | 0 | 0 | 11.7376 | 15.9087 | 0
|  |  | 16.1057 | 5.6873 | -10.4185 | 1.7879 | 0 | 10.4185 | 63.0537 | 5.6873 | 0 | 0 | 1.7879 | 0 | 14.3178 | -5.5563e-15 | 5.6873
|  |  | 19.9504 | 175.1848 | 155.2344 | 55.0738 | 155.2344 | 0 | 202.7646 | 19.9504 | 0 | 35.1234 | 19.9504 | 0 | -5.0007e-15 | 0 | 19.9504
|  |  | 26.3005 | 396.5088 | 370.2082 | 124.6526 | 199.8385 | 0 | 382.6192 | 196.6703 | 170.3698 | 98.3521 | 26.3005 | 0 | 0 | 0 | 196.6703
|  |  | 31.0713 | 596.205 | 565.1337 | 187.4322 | 0 | 0 | 382.6192 | 596.205 | 565.1337 | 156.3609 | 31.0713 | 0 | 0 | 0 | 596.205
|  |  | 33.2435 | 747.6794 | 714.4358 | 235.052 | 0 | 0 | 382.6192 | 747.6794 | 714.4358 | 201.8085 | 33.2435 | 0 | 0 | 0 | 747.6794
|  |  | 33.9264 | 485.7433 | 451.8168 | 152.7057 | 0 | 0 | 382.6192 | 485.7433 | 451.8168 | 118.7793 | 33.9264 | 0 | 0 | 0 | 485.7433
|  |  | 35.3688 | 454.1828 | 418.814 | 142.7839 | 0 | 0 | 382.6192 | 454.1828 | 418.814 | 29.989 | 35.3688 | 77.4261 | 0 | 69.6835 | 454.1828
|  |  | 34.1685 | 444.0097 | 409.8412 | 139.5857 | 0 | 0 | 382.6192 | 444.0097 | 409.8412 | 0 | 34.1685 | 105.4172 | 0 | 164.559 | 444.0097
|  |  | 35.1159 | 432.2346 | 397.1187 | 135.8839 | 0 | 0 | 382.6192 | 432.2346 | 397.1187 | 0 | 35.1159 | 100.768 | 0 | 255.2502 | 432.2346
|  |  | 40.4938 | 357.9793 | 317.4855 | 112.5399 | 0 | 0 | 382.6192 | 357.9793 | 317.4855 | 0 | 40.4938 | 72.0461 | 0 | 320.0917 | 357.9793
|  |  | 46.2897 | 235.0216 | 188.7319 | 73.885 | 0 | 0 | 382.6192 | 235.0216 | 188.7319 | 0 | 46.2897 | 27.5953 | 0 | 344.9275 | 235.0216
|  |  | 46.7678 | 92.5988 | 45.831 | 29.1108 | 0 | 0 | 382.6192 | 92.5988 | 45.831 | 0 | 29.1108 | 0 | 17.657 | 325.3086 | 92.5988
|  |  | 41.1187 | 1.8424 | -39.2763 | 0.57919 | 0 | 39.2763 | 338.9789 | 1.8424 | 0 | 0 | 0.57919 | 0 | 40.5395 | 280.2647 | 1.8424
|  |  | 30.6708 | 0 | -30.6708 | 0 | 0 | 30.6708 | 304.9003 | 0 | 0 | 0 | 0 | 0 | 30.6708 | 246.1861 | 0
|  |  | 23.3615 | 0 | -23.3615 | 0 | 0 | 23.3615 | 278.943 | 0 | 0 | 0 | 0 | 0 | 23.3615 | 220.2289 | 0
|  |  | 23.6941 | 0 | -23.6941 | 0 | 0 | 23.6941 | 252.6162 | 0 | 0 | 0 | 0 | 0 | 23.6941 | 193.902 | 0
|  |  | 24.2768 | 0 | -24.2768 | 0 | 0 | 24.2768 | 225.6419 | 0 | 0 | 0 | 0 | 0 | 24.2768 | 166.9278 | 0
|  |  | 24.5562 | 0 | -24.5562 | 0 | 0 | 24.5562 | 198.3573 | 0 | 0 | 0 | 0 | 0 | 24.5562 | 139.6432 | 0
|  |  | 24.0861 | 0 | -24.0861 | 0 | 0 | 24.0861 | 171.595 | 0 | 0 | 0 | 0 | 0 | 24.0861 | 112.8808 | 0
|  |  | 22.6294 | 0 | -22.6294 | 0 | 0 | 22.6294 | 146.4512 | 0 | 0 | 0 | 0 | 0 | 22.6294 | 87.7371 | 0
|  |  | 20.8758 | 0 | -20.8758 | 0 | 0 | 20.8758 | 123.2559 | 0 | 0 | 0 | 0 | 0 | 20.8758 | 64.5418 | 0
|  |  | 18.9345 | 0 | -18.9345 | 0 | 0 | 18.9345 | 102.2176 | 0 | 0 | 0 | 0 | 0 | 18.9345 | 43.5034 | 0
|  |  | 15.4144 | 0 | -15.4144 | 0 | 0 | 15.4144 | 85.0904 | 0 | 0 | 0 | 0 | 0 | 15.4144 | 26.3763 | 0
|  |  | 11.7376 | 0 | -11.7376 | 0 | 0 | 11.7376 | 72.0486 | 0 | 0 | 0 | 0 | 0 | 11.7376 | 13.3345 | 0
|  |  | 16.1057 | 13.0568 | -3.049 | 4.1047 | 0 | 3.049 | 68.6609 | 13.0568 | 0 | 0 | 4.1047 | 0 | 12.001 | 0 | 13.0568
|  |  | 19.9504 | 196.8926 | 176.9423 | 61.8982 | 176.9423 | 0 | 227.9089 | 19.9504 | 0 | 41.9478 | 19.9504 | 0 | 0 | 0 | 19.9504
|  |  | 26.3005 | 335.3102 | 309.0097 | 105.4133 | 171.9004 | 0 | 382.6192 | 163.4099 | 137.1093 | 79.1128 | 26.3005 | 0 | 0 | 0 | 163.4099
|  |  | 31.0713 | 632.7319 | 601.6606 | 198.9154 | 0 | 0 | 382.6192 | 632.7319 | 601.6606 | 167.8441 | 31.0713 | 0 | 0 | 0 | 632.7319
|  |  | 33.2435 | 668.1373 | 634.8938 | 210.0459 | 0 | 0 | 382.6192 | 668.1373 | 634.8938 | 153.1676 | 33.2435 | 23.6348 | 0 | 21.2713 | 668.1373
|  |  | 33.9264 | 92.1182 | 58.1918 | 28.9597 | 0 | 0 | 382.6192 | 92.1182 | 58.1918 | 0 | 28.9597 | 0 | 4.9667 | 15.7527 | 92.1182
|  |  | 35.3688 | 212.9933 | 177.6245 | 66.9599 | 0 | 0 | 382.6192 | 212.9933 | 177.6245 | 0 | 35.3688 | 31.5911 | 0 | 44.1847 | 212.9933
|  |  | 34.1685 | 421.5008 | 387.3323 | 132.5095 | 0 | 0 | 382.6192 | 421.5008 | 387.3323 | 0 | 34.1685 | 98.341 | 0 | 132.6916 | 421.5008
|  |  | 35.1159 | 365.7493 | 330.6334 | 114.9826 | 0 | 0 | 382.6192 | 365.7493 | 330.6334 | 0 | 35.1159 | 79.8667 | 0 | 204.5716 | 365.7493
|  |  | 40.4938 | 427.9091 | 387.4152 | 134.5241 | 0 | 0 | 382.6192 | 427.9091 | 387.4152 | 0 | 40.4938 | 94.0303 | 0 | 289.1988 | 427.9091
|  |  | 46.2897 | 306.2329 | 259.9433 | 96.2721 | 0 | 0 | 382.6192 | 306.2329 | 259.9433 | 0 | 46.2897 | 49.9824 | 0 | 334.183 | 306.2329
|  |  | 46.7678 | 125.8415 | 79.0737 | 39.5615 | 0 | 0 | 382.6192 | 125.8415 | 79.0737 | 0 | 39.5615 | 0 | 7.2063 | 326.176 | 125.8415
|  |  | 41.1187 | 3.4444 | -37.6743 | 1.0828 | 0 | 37.6743 | 340.759 | 3.4444 | 0 | 0 | 1.0828 | 0 | 40.0358 | 281.6917 | 3.4444
|  |  | 30.6708 | 0 | -30.6708 | 0 | 0 | 30.6708 | 306.6803 | 0 | 0 | 0 | 0 | 0 | 30.6708 | 247.6131 | 0
|  |  | 23.3615 | 0 | -23.3615 | 0 | 0 | 23.3615 | 280.7231 | 0 | 0 | 0 | 0 | 0 | 23.3615 | 221.6559 | 0
|  |  | 23.6941 | 0 | -23.6941 | 0 | 0 | 23.6941 | 254.3963 | 0 | 0 | 0 | 0 | 0 | 23.6941 | 195.329 | 0
|  |  | 24.2768 | 0 | -24.2768 | 0 | 0 | 24.2768 | 227.422 | 0 | 0 | 0 | 0 | 0 | 24.2768 | 168.3548 | 0
|  |  | 24.5562 | 0 | -24.5562 | 0 | 0 | 24.5562 | 200.1374 | 0 | 0 | 0 | 0 | 0 | 24.5562 | 141.0702 | 0
|  |  | 24.0861 | 0 | -24.0861 | 0 | 0 | 24.0861 | 173.3751 | 0 | 0 | 0 | 0 | 0 | 24.0861 | 114.3078 | 0
|  |  | 22.6294 | 0 | -22.6294 | 0 | 0 | 22.6294 | 148.2313 | 0 | 0 | 0 | 0 | 0 | 22.6294 | 89.1641 | 0
|  |  | 20.8758 | 0 | -20.8758 | 0 | 0 | 20.8758 | 125.036 | 0 | 0 | 0 | 0 | 0 | 20.8758 | 65.9688 | 0
|  |  | 18.9345 | 0 | -18.9345 | 0 | 0 | 18.9345 | 103.9977 | 0 | 0 | 0 | 0 | 0 | 18.9345 | 44.9304 | 0
|  |  | 15.4144 | 0 | -15.4144 | 0 | 0 | 15.4144 | 86.8705 | 0 | 0 | 0 | 0 | 0 | 15.4144 | 27.8033 | 0
|  |  | 11.7376 | 0 | -11.7376 | 0 | 0 | 11.7376 | 73.8287 | 0 | 0 | 0 | 0 | 0 | 11.7376 | 14.7615 | 0
|  |  | 16.1057 | 8.9715 | -7.1342 | 2.8204 | 0 | 7.1342 | 65.9018 | 8.9715 | 0 | 0 | 2.8204 | 0 | 13.2853 | 0 | 8.9715
|  |  | 19.9504 | 181.593 | 161.6426 | 57.0884 | 161.6426 | 0 | 211.3801 | 19.9504 | 0 | 37.138 | 19.9504 | 0 | 0 | 0 | 19.9504
|  |  | 26.3005 | 376.6433 | 350.3428 | 118.4074 | 190.2657 | 0 | 382.6192 | 186.3776 | 160.0771 | 92.1069 | 26.3005 | 0 | 0 | 0 | 186.3776
|  |  | 31.0713 | 561.7608 | 530.6895 | 176.6038 | 0 | 0 | 382.6192 | 561.7608 | 530.6895 | 145.5325 | 31.0713 | 0 | 0 | 0 | 561.7608
|  |  | 33.2435 | 698.1758 | 664.9323 | 219.4893 | 0 | 0 | 382.6192 | 698.1758 | 664.9323 | 186.2458 | 33.2435 | 0 | 0 | 0 | 698.1758
|  |  | 33.9264 | 778.8393 | 744.9129 | 244.8479 | 0 | 0 | 382.6192 | 778.8393 | 744.9129 | 210.9215 | 33.9264 | 0 | 0 | 0 | 778.8393
|  |  | 35.3688 | 797.8237 | 762.4549 | 250.8162 | 0 | 0 | 382.6192 | 797.8237 | 762.4549 | 215.4474 | 35.3688 | 0 | 0 | 0 | 797.8237
|  |  | 34.1685 | 756.2504 | 722.0818 | 237.7465 | 0 | 0 | 382.6192 | 756.2504 | 722.0818 | 139.4172 | 34.1685 | 64.1608 | 0 | 57.7447 | 756.2504
|  |  | 35.1159 | 655.401 | 620.2851 | 206.042 | 0 | 0 | 382.6192 | 655.401 | 620.2851 | 0 | 35.1159 | 170.9261 | 0 | 211.5782 | 655.401
|  |  | 40.4938 | 500.7225 | 460.2286 | 157.4148 | 0 | 0 | 382.6192 | 500.7225 | 460.2286 | 0 | 40.4938 | 116.921 | 0 | 316.8071 | 500.7225
|  |  | 46.2897 | 307.2743 | 260.9846 | 96.5995 | 0 | 0 | 382.6192 | 307.2743 | 260.9846 | 0 | 46.2897 | 50.3098 | 0 | 362.0859 | 307.2743
|  |  | 46.7678 | 107.3377 | 60.57 | 33.7443 | 0 | 0 | 382.6192 | 107.3377 | 60.57 | 0 | 33.7443 | 0 | 13.0234 | 347.6154 | 107.3377
|  |  | 41.1187 | 1.4419 | -39.6768 | 0.45328 | 0 | 39.6768 | 338.5339 | 1.4419 | 0 | 0 | 0.45328 | 0 | 40.6654 | 302.4316 | 1.4419
|  |  | 30.6708 | 0 | -30.6708 | 0 | 0 | 30.6708 | 304.4553 | 0 | 0 | 0 | 0 | 0 | 30.6708 | 268.353 | 0
|  |  | 23.3615 | 0 | -23.3615 | 0 | 0 | 23.3615 | 278.498 | 0 | 0 | 0 | 0 | 0 | 23.3615 | 242.3958 | 0
|  |  | 23.6941 | 0 | -23.6941 | 0 | 0 | 23.6941 | 252.1712 | 0 | 0 | 0 | 0 | 0 | 23.6941 | 216.069 | 0
|  |  | 24.2768 | 0 | -24.2768 | 0 | 0 | 24.2768 | 225.1969 | 0 | 0 | 0 | 0 | 0 | 24.2768 | 189.0947 | 0
|  |  | 24.5562 | 0 | -24.5562 | 0 | 0 | 24.5562 | 197.9123 | 0 | 0 | 0 | 0 | 0 | 24.5562 | 161.8101 | 0
|  |  | 30.2465 | 0 | -30.2465 | 0 | 0 | 30.2465 | 164.3051 | 0 | 0 | 0 | 0 | 0 | 30.2465 | 128.2029 | 0
|  |  | 28.1491 | 0 | -28.1491 | 0 | 0 | 28.1491 | 133.0283 | 0 | 0 | 0 | 0 | 0 | 28.1491 | 96.9261 | 0
|  |  | 25.2107 | 0 | -25.2107 | 0 | 0 | 25.2107 | 105.0164 | 0 | 0 | 0 | 0 | 0 | 25.2107 | 68.9142 | 0
|  |  | 21.4417 | 0 | -21.4417 | 0 | 0 | 21.4417 | 81.1924 | 0 | 0 | 0 | 0 | 0 | 21.4417 | 45.0902 | 0
|  |  | 17.5188 | 0 | -17.5188 | 0 | 0 | 17.5188 | 61.727 | 0 | 0 | 0 | 0 | 0 | 17.5188 | 25.6248 | 0
|  |  | 14.3414 | 0 | -14.3414 | 0 | 0 | 14.3414 | 45.7922 | 0 | 0 | 0 | 0 | 0 | 14.3414 | 9.6899 | 0
|  |  | 11.6673 | 9.372 | -2.2952 | 2.9463 | 0 | 2.2952 | 43.2419 | 9.372 | 0 | 0 | 2.9463 | 0 | 8.7209 | 0 | 9.372
|  |  | 9.167 | 161.4872 | 152.3202 | 50.7676 | 152.3202 | 0 | 180.3301 | 9.167 | 0 | 41.6006 | 9.167 | 0 | 0 | 0 | 9.167
|  |  | 7.1962 | 338.3541 | 331.1579 | 106.3702 | 224.7657 | 0 | 382.6192 | 113.5884 | 106.3922 | 91.7296 | 7.1962 | 7.4444 | 0 | 6.7 | 113.5884
|  |  | 6.03 | 501.123 | 495.093 | 157.5408 | 0 | 0 | 382.6192 | 501.123 | 495.093 | 157.5408 | 0 | 0 | 6.03 | 0 | 501.123
|  |  | 6.0645 | 621.2772 | 615.2127 | 195.3143 | 0 | 0 | 382.6192 | 621.2772 | 615.2127 | 189.2498 | 6.0645 | 0 | 0 | 0 | 621.2772
|  |  | 6.9622 | 691.6875 | 684.7253 | 217.4496 | 0 | 0 | 382.6192 | 691.6875 | 684.7253 | 210.4874 | 6.9622 | 0 | 0 | 0 | 691.6875
|  |  | 9.2104 | 708.3489 | 699.1385 | 222.6875 | 0 | 0 | 382.6192 | 708.3489 | 699.1385 | 213.4771 | 9.2104 | 0 | 0 | 0 | 708.3489
|  |  | 12.2202 | 673.0236 | 660.8033 | 211.5821 | 0 | 0 | 382.6192 | 673.0236 | 660.8033 | 139.0175 | 12.2202 | 60.3444 | 0 | 54.3099 | 673.0236
|  |  | 15.3949 | 584.1896 | 568.7946 | 183.6548 | 0 | 0 | 382.6192 | 584.1896 | 568.7946 | 0 | 15.3949 | 168.2599 | 0 | 205.7439 | 584.1896
|  |  | 18.6761 | 448.7358 | 430.0597 | 141.0715 | 0 | 0 | 382.6192 | 448.7358 | 430.0597 | 0 | 18.6761 | 122.3954 | 0 | 315.8997 | 448.7358
|  |  | 22.1391 | 276.8352 | 254.6961 | 87.0302 | 0 | 0 | 382.6192 | 276.8352 | 254.6961 | 0 | 22.1391 | 64.8911 | 0 | 374.3017 | 276.8352
|  |  | 26.0591 | 98.3662 | 72.3071 | 30.9239 | 0 | 0 | 382.6192 | 98.3662 | 72.3071 | 0 | 26.0591 | 4.8648 | 0 | 378.68 | 98.3662
|  |  | 29.8278 | 1.6822 | -28.1457 | 0.52883 | 0 | 28.1457 | 351.3463 | 1.6822 | 0 | 0 | 0.52883 | 0 | 29.299 | 346.1256 | 1.6822
|  |  | 32.3465 | 0 | -32.3465 | 0 | 0 | 32.3465 | 315.4057 | 0 | 0 | 0 | 0 | 0 | 32.3465 | 310.185 | 0
|  |  | 33.6507 | 0 | -33.6507 | 0 | 0 | 33.6507 | 278.0161 | 0 | 0 | 0 | 0 | 0 | 33.6507 | 272.7954 | 0
|  |  | 34.0882 | 0 | -34.0882 | 0 | 0 | 34.0882 | 240.1403 | 0 | 0 | 0 | 0 | 0 | 34.0882 | 234.9196 | 0
|  |  | 33.501 | 0 | -33.501 | 0 | 0 | 33.501 | 202.917 | 0 | 0 | 0 | 0 | 0 | 33.501 | 197.6963 | 0
|  |  | 32.1465 | 0 | -32.1465 | 0 | 0 | 32.1465 | 167.1987 | 0 | 0 | 0 | 0 | 0 | 32.1465 | 161.978 | 0
|  |  | 30.2465 | 0 | -30.2465 | 0 | 0 | 30.2465 | 133.5915 | 0 | 0 | 0 | 0 | 0 | 30.2465 | 128.3708 | 0
|  |  | 28.1491 | 0 | -28.1491 | 0 | 0 | 28.1491 | 102.3147 | 0 | 0 | 0 | 0 | 0 | 28.1491 | 97.094 | 0
|  |  | 25.2107 | 0 | -25.2107 | 0 | 0 | 25.2107 | 74.3028 | 0 | 0 | 0 | 0 | 0 | 25.2107 | 69.0821 | 0
|  |  | 21.4417 | 0 | -21.4417 | 0 | 0 | 21.4417 | 50.4787 | 0 | 0 | 0 | 0 | 0 | 21.4417 | 45.258 | 0
|  |  | 17.5188 | 0 | -17.5188 | 0 | 0 | 17.5188 | 31.0134 | 0 | 0 | 0 | 0 | 0 | 17.5188 | 25.7927 | 0
|  |  | 14.3414 | 0 | -14.3414 | 0 | 0 | 14.3414 | 15.0785 | 0 | 0 | 0 | 0 | 0 | 14.3414 | 9.8578 | 0
|  |  | 11.6673 | 8.8914 | -2.7759 | 2.7952 | 0 | 2.7759 | 11.9942 | 8.8914 | 0 | 0 | 2.7952 | 0 | 8.872 | -2.6544e-15 | 8.8914
|  |  | 9.167 | 136.9758 | 127.8088 | 43.0618 | 127.8088 | 0 | 127.0221 | 9.167 | 0 | 17.5662 | 9.167 | 8.8842 | 0 | 7.9958 | 9.167
|  |  | 7.1962 | 287.569 | 280.3728 | 90.4046 | 280.3728 | 0 | 379.3576 | 7.1962 | -2.5757e-14 | 90.4046 | 0 | 0 | 7.1962 | 0 | 7.1962
|  |  | 6.03 | 427.7488 | 421.7188 | 134.4737 | 3.624 | 0 | 382.6192 | 424.1248 | 418.0948 | 134.4737 | 0 | 0 | 0 | 0 | 424.1248
|  |  | 6.0645 | 528.9988 | 522.9343 | 166.3042 | 0 | 0 | 382.6192 | 528.9988 | 522.9343 | 160.2398 | 6.0645 | 0 | 0 | 0 | 528.9988
|  |  | 6.9622 | 608.2204 | 601.2582 | 191.2096 | 0 | 0 | 382.6192 | 608.2204 | 601.2582 | 184.2474 | 6.9622 | 0 | 0 | 0 | 608.2204
|  |  | 9.2104 | 647.1504 | 637.9399 | 203.4482 | 0 | 0 | 382.6192 | 647.1504 | 637.9399 | 194.2377 | 9.2104 | 0 | 0 | 0 | 647.1504
|  |  | 12.2202 | 619.4348 | 607.2146 | 194.7351 | 0 | 0 | 382.6192 | 619.4348 | 607.2146 | 114.3932 | 12.2202 | 68.1217 | 0 | 61.3095 | 619.4348
|  |  | 15.3949 | 560.2388 | 544.8439 | 176.1253 | 0 | 0 | 382.6192 | 560.2388 | 544.8439 | 0 | 15.3949 | 160.7304 | 0 | 205.9669 | 560.2388
|  |  | 18.6761 | 412.9298 | 394.2537 | 129.815 | 0 | 0 | 382.6192 | 412.9298 | 394.2537 | 0 | 18.6761 | 111.1389 | 0 | 305.9919 | 412.9298
|  |  | 22.1391 | 246.3161 | 224.1769 | 77.4357 | 0 | 0 | 382.6192 | 246.3161 | 224.1769 | 0 | 22.1391 | 55.2966 | 0 | 355.7588 | 246.3161
|  |  | 26.0591 | 90.9968 | 64.9376 | 28.6071 | 0 | 0 | 382.6192 | 90.9968 | 64.9376 | 0 | 26.0591 | 2.548 | 0 | 358.052 | 90.9968
|  |  | 29.8278 | 1.8424 | -27.9855 | 0.57919 | 0 | 27.9855 | 351.5243 | 1.8424 | 0 | 0 | 0.57919 | 0 | 29.2486 | 325.5535 | 1.8424
|  |  | 32.3465 | 0 | -32.3465 | 0 | 0 | 32.3465 | 315.5838 | 0 | 0 | 0 | 0 | 0 | 32.3465 | 289.613 | 0
|  |  | 33.6507 | 0 | -33.6507 | 0 | 0 | 33.6507 | 278.1941 | 0 | 0 | 0 | 0 | 0 | 33.6507 | 252.2233 | 0
|  |  | 34.0882 | 0 | -34.0882 | 0 | 0 | 34.0882 | 240.3183 | 0 | 0 | 0 | 0 | 0 | 34.0882 | 214.3475 | 0
|  |  | 33.501 | 0 | -33.501 | 0 | 0 | 33.501 | 203.095 | 0 | 0 | 0 | 0 | 0 | 33.501 | 177.1243 | 0
|  |  | 32.1465 | 0 | -32.1465 | 0 | 0 | 32.1465 | 167.3767 | 0 | 0 | 0 | 0 | 0 | 32.1465 | 141.4059 | 0
|  |  | 24.0861 | 0 | -24.0861 | 0 | 0 | 24.0861 | 140.6144 | 0 | 0 | 0 | 0 | 0 | 24.0861 | 114.6436 | 0
|  |  | 22.6294 | 0 | -22.6294 | 0 | 0 | 22.6294 | 115.4706 | 0 | 0 | 0 | 0 | 0 | 22.6294 | 89.4998 | 0
|  |  | 20.8758 | 0 | -20.8758 | 0 | 0 | 20.8758 | 92.2753 | 0 | 0 | 0 | 0 | 0 | 20.8758 | 66.3045 | 0
|  |  | 18.9345 | 0 | -18.9345 | 0 | 0 | 18.9345 | 71.2369 | 0 | 0 | 0 | 0 | 0 | 18.9345 | 45.2662 | 0
|  |  | 15.4144 | 0 | -15.4144 | 0 | 0 | 15.4144 | 54.1098 | 0 | 0 | 0 | 0 | 0 | 15.4144 | 28.1391 | 0
|  |  | 11.7376 | 0 | -11.7376 | 0 | 0 | 11.7376 | 41.068 | 0 | 0 | 0 | 0 | 0 | 11.7376 | 15.0972 | 0
|  |  | 16.1057 | 8.0103 | -8.0955 | 2.5182 | 0 | 8.0955 | 32.073 | 8.0103 | 0 | 0 | 2.5182 | 0 | 13.5875 | -2.6478e-15 | 8.0103
|  |  | 19.9504 | 137.0559 | 117.1055 | 43.087 | 117.1055 | 0 | 137.468 | 19.9504 | 0 | 23.1366 | 19.9504 | 0 | -2.383e-15 | 0 | 19.9504
|  |  | 26.3005 | 292.0547 | 265.7542 | 91.8148 | 265.7542 | 0 | 376.6468 | 26.3005 | 0 | 65.5143 | 26.3005 | 0 | 0 | 0 | 26.3005
|  |  | 31.0713 | 415.413 | 384.3417 | 130.5956 | 6.6361 | 0 | 382.6192 | 408.7769 | 377.7056 | 99.5244 | 31.0713 | 0 | 0 | 0 | 408.7769
|  |  | 33.2435 | 505.048 | 471.8045 | 158.7747 | 0 | 0 | 382.6192 | 505.048 | 471.8045 | 125.5311 | 33.2435 | 0 | 0 | 0 | 505.048
|  |  | 33.9264 | 589.156 | 555.2295 | 185.2162 | 0 | 0 | 382.6192 | 589.156 | 555.2295 | 151.2897 | 33.9264 | 0 | 0 | 0 | 589.156
|  |  | 35.3688 | 549.7454 | 514.3766 | 172.8264 | 0 | 0 | 382.6192 | 549.7454 | 514.3766 | 71.5172 | 35.3688 | 65.9405 | 0 | 59.3464 | 549.7454
|  |  | 34.1685 | 486.5443 | 452.3757 | 152.9576 | 0 | 0 | 382.6192 | 486.5443 | 452.3757 | 0 | 34.1685 | 118.789 | 0 | 166.2565 | 486.5443
|  |  | 35.1159 | 457.7073 | 422.5914 | 143.8919 | 0 | 0 | 382.6192 | 457.7073 | 422.5914 | 0 | 35.1159 | 108.776 | 0 | 264.155 | 457.7073
|  |  | 40.4938 | 364.3074 | 323.8136 | 114.5293 | 0 | 0 | 382.6192 | 364.3074 | 323.8136 | 0 | 40.4938 | 74.0355 | 0 | 330.7869 | 364.3074
|  |  | 46.2897 | 218.6806 | 172.3909 | 68.7478 | 0 | 0 | 382.6192 | 218.6806 | 172.3909 | 0 | 46.2897 | 22.4581 | 0 | 350.9992 | 218.6806
|  |  | 46.7678 | 80.4232 | 33.6554 | 25.2831 | 0 | 0 | 382.6192 | 80.4232 | 33.6554 | 0 | 25.2831 | 0 | 21.4847 | 327.1273 | 80.4232
|  |  | 41.1187 | 1.0413 | -40.0773 | 0.32737 | 0 | 40.0773 | 338.0889 | 1.0413 | 0 | 0 | 0.32737 | 0 | 40.7913 | 281.8036 | 1.0413
|  |  | 30.6708 | 0 | -30.6708 | 0 | 0 | 30.6708 | 304.0102 | 0 | 0 | 0 | 0 | 0 | 30.6708 | 247.725 | 0
|  |  | 23.3615 | 0 | -23.3615 | 0 | 0 | 23.3615 | 278.053 | 0 | 0 | 0 | 0 | 0 | 23.3615 | 221.7678 | 0
|  |  | 23.6941 | 0 | -23.6941 | 0 | 0 | 23.6941 | 251.7262 | 0 | 0 | 0 | 0 | 0 | 23.6941 | 195.441 | 0
|  |  | 24.2768 | 0 | -24.2768 | 0 | 0 | 24.2768 | 224.7519 | 0 | 0 | 0 | 0 | 0 | 24.2768 | 168.4667 | 0
|  |  | 24.5562 | 0 | -24.5562 | 0 | 0 | 24.5562 | 197.4673 | 0 | 0 | 0 | 0 | 0 | 24.5562 | 141.1821 | 0
|  |  | 24.0861 | 0 | -24.0861 | 0 | 0 | 24.0861 | 170.705 | 0 | 0 | 0 | 0 | 0 | 24.0861 | 114.4198 | 0
|  |  | 22.6294 | 0 | -22.6294 | 0 | 0 | 22.6294 | 145.5612 | 0 | 0 | 0 | 0 | 0 | 22.6294 | 89.276 | 0
|  |  | 20.8758 | 0 | -20.8758 | 0 | 0 | 20.8758 | 122.3659 | 0 | 0 | 0 | 0 | 0 | 20.8758 | 66.0807 | 0
|  |  | 18.9345 | 0 | -18.9345 | 0 | 0 | 18.9345 | 101.3276 | 0 | 0 | 0 | 0 | 0 | 18.9345 | 45.0423 | 0
|  |  | 15.4144 | 0 | -15.4144 | 0 | 0 | 15.4144 | 84.2004 | 0 | 0 | 0 | 0 | 0 | 15.4144 | 27.9152 | 0
|  |  | 11.7376 | 0 | -11.7376 | 0 | 0 | 11.7376 | 71.1586 | 0 | 0 | 0 | 0 | 0 | 11.7376 | 14.8734 | 0
|  |  | 16.1057 | 8.6511 | -7.4546 | 2.7197 | 0 | 7.4546 | 62.8757 | 8.6511 | 0 | 0 | 2.7197 | 0 | 13.3861 | 0 | 8.6511
|  |  | 19.9504 | 130.0869 | 110.1365 | 40.8961 | 110.1365 | 0 | 161.9986 | 19.9504 | 0 | 20.9458 | 19.9504 | 0 | 0 | 0 | 19.9504
|  |  | 26.3005 | 256.5692 | 230.2687 | 80.6591 | 230.2687 | 0 | 369.2404 | 26.3005 | 0 | 54.3585 | 26.3005 | 0 | 0 | 0 | 26.3005
|  |  | 31.0713 | 398.271 | 367.1997 | 125.2066 | 14.8654 | 0 | 382.6192 | 383.4056 | 352.3343 | 94.1353 | 31.0713 | 0 | 0 | 0 | 383.4056
|  |  | 33.2435 | 478.4539 | 445.2104 | 150.4142 | 0 | 0 | 382.6192 | 478.4539 | 445.2104 | 117.1706 | 33.2435 | 0 | 0 | 0 | 478.4539
|  |  | 33.9264 | 501.6036 | 467.6772 | 157.6918 | 0 | 0 | 382.6192 | 501.6036 | 467.6772 | 123.7654 | 33.9264 | 0 | 0 | 0 | 501.6036
|  |  | 35.3688 | 507.9317 | 472.563 | 159.6813 | 0 | 0 | 382.6192 | 507.9317 | 472.563 | 40.4941 | 35.3688 | 83.8184 | 0 | 75.4365 | 507.9317
|  |  | 34.1685 | 468.8416 | 434.673 | 147.3923 | 0 | 0 | 382.6192 | 468.8416 | 434.673 | 0 | 34.1685 | 113.2237 | 0 | 177.3379 | 468.8416
|  |  | 35.1159 | 443.8495 | 408.7336 | 139.5354 | 0 | 0 | 382.6192 | 443.8495 | 408.7336 | 0 | 35.1159 | 104.4195 | 0 | 271.3154 | 443.8495
|  |  | 40.4938 | 321.853 | 281.3591 | 101.1827 | 0 | 0 | 382.6192 | 321.853 | 281.3591 | 0 | 40.4938 | 60.6888 | 0 | 325.9354 | 321.853
|  |  | 46.2897 | 228.2128 | 181.9231 | 71.7445 | 0 | 0 | 382.6192 | 228.2128 | 181.9231 | 0 | 46.2897 | 25.4548 | 0 | 348.8447 | 228.2128
|  |  | 46.7678 | 85.4697 | 38.7019 | 26.8696 | 0 | 0 | 382.6192 | 85.4697 | 38.7019 | 0 | 26.8696 | 0 | 19.8982 | 326.7356 | 85.4697
|  |  | 41.1187 | 1.2015 | -39.9171 | 0.37774 | 0 | 39.9171 | 338.2669 | 1.2015 | 0 | 0 | 0.37774 | 0 | 40.7409 | 281.4679 | 1.2015
|  |  | 30.6708 | 0 | -30.6708 | 0 | 0 | 30.6708 | 304.1883 | 0 | 0 | 0 | 0 | 0 | 30.6708 | 247.3893 | 0
|  |  | 23.3615 | 0 | -23.3615 | 0 | 0 | 23.3615 | 278.231 | 0 | 0 | 0 | 0 | 0 | 23.3615 | 221.432 | 0
|  |  | 23.6941 | 0 | -23.6941 | 0 | 0 | 23.6941 | 251.9042 | 0 | 0 | 0 | 0 | 0 | 23.6941 | 195.1052 | 0
|  |  | 24.2768 | 0 | -24.2768 | 0 | 0 | 24.2768 | 224.9299 | 0 | 0 | 0 | 0 | 0 | 24.2768 | 168.1309 | 0
|  |  | 24.5562 | 0 | -24.5562 | 0 | 0 | 24.5562 | 197.6453 | 0 | 0 | 0 | 0 | 0 | 24.5562 | 140.8463 | 0
|  |  | 24.0861 | 0 | -24.0861 | 0 | 0 | 24.0861 | 170.883 | 0 | 0 | 0 | 0 | 0 | 24.0861 | 114.084 | 0
|  |  | 22.6294 | 0 | -22.6294 | 0 | 0 | 22.6294 | 145.7392 | 0 | 0 | 0 | 0 | 0 | 22.6294 | 88.9402 | 0
|  |  | 20.8758 | 0 | -20.8758 | 0 | 0 | 20.8758 | 122.5439 | 0 | 0 | 0 | 0 | 0 | 20.8758 | 65.7449 | 0
|  |  | 18.9345 | 0 | -18.9345 | 0 | 0 | 18.9345 | 101.5056 | 0 | 0 | 0 | 0 | 0 | 18.9345 | 44.7066 | 0
|  |  | 15.4144 | 0 | -15.4144 | 0 | 0 | 15.4144 | 84.3784 | 0 | 0 | 0 | 0 | 0 | 15.4144 | 27.5794 | 0
|  |  | 11.7376 | 0 | -11.7376 | 0 | 0 | 11.7376 | 71.3366 | 0 | 0 | 0 | 0 | 0 | 11.7376 | 14.5376 | 0
|  |  | 16.1057 | 9.6123 | -6.4934 | 3.0219 | 0 | 6.4934 | 64.1217 | 9.6123 | 0 | 0 | 3.0219 | 0 | 13.0839 | 0 | 9.6123
|  |  | 19.9504 | 153.3167 | 133.3663 | 48.199 | 133.3663 | 0 | 184.1514 | 19.9504 | 0 | 28.2486 | 19.9504 | 0 | 0 | 0 | 19.9504
|  |  | 26.3005 | 321.2923 | 294.9917 | 101.0064 | 220.5198 | 0 | 382.6192 | 100.7724 | 74.4719 | 74.7059 | 26.3005 | 0 | 0 | 0 | 100.7724
|  |  | 31.0713 | 483.3402 | 452.2689 | 151.9503 | 0 | 0 | 382.6192 | 483.3402 | 452.2689 | 120.879 | 31.0713 | 0 | 0 | 0 | 483.3402
|  |  | 33.2435 | 606.6184 | 573.3748 | 190.7059 | 0 | 0 | 382.6192 | 606.6184 | 573.3748 | 157.4624 | 33.2435 | 0 | 0 | 0 | 606.6184
|  |  | 33.9264 | 679.2716 | 645.3451 | 213.5463 | 0 | 0 | 382.6192 | 679.2716 | 645.3451 | 179.6199 | 33.9264 | 0 | 0 | 0 | 679.2716
|  |  | 35.3688 | 700.0182 | 664.6494 | 220.0685 | 0 | 0 | 382.6192 | 700.0182 | 664.6494 | 184.6997 | 35.3688 | 0 | 0 | 0 | 700.0182
|  |  | 34.1685 | 667.6567 | 633.4881 | 209.8949 | 0 | 0 | 382.6192 | 667.6567 | 633.4881 | 82.7998 | 34.1685 | 92.9265 | 0 | 83.6338 | 667.6567
|  |  | 35.1159 | 581.8666 | 546.7507 | 182.9246 | 0 | 0 | 382.6192 | 581.8666 | 546.7507 | 0 | 35.1159 | 147.8087 | 0 | 216.6616 | 581.8666
|  |  | 40.4938 | 448.3353 | 407.8414 | 140.9456 | 0 | 0 | 382.6192 | 448.3353 | 407.8414 | 0 | 40.4938 | 100.4518 | 0 | 307.0682 | 448.3353
|  |  | 46.2897 | 278.6776 | 232.3879 | 87.6094 | 0 | 0 | 382.6192 | 278.6776 | 232.3879 | 0 | 46.2897 | 41.3197 | 0 | 344.2559 | 278.6776
|  |  | 46.7678 | 97.0045 | 50.2367 | 30.4958 | 0 | 0 | 382.6192 | 97.0045 | 50.2367 | 0 | 30.4958 | 0 | 16.272 | 326.176 | 97.0045
|  |  | 41.1187 | 2.4832 | -38.6355 | 0.78065 | 0 | 38.6355 | 339.6909 | 2.4832 | 0 | 0 | 0.78065 | 0 | 40.338 | 281.356 | 2.4832
|  |  | 30.6708 | 0 | -30.6708 | 0 | 0 | 30.6708 | 305.6123 | 0 | 0 | 0 | 0 | 0 | 30.6708 | 247.2773 | 0
|  |  | 23.3615 | 0 | -23.3615 | 0 | 0 | 23.3615 | 279.655 | 0 | 0 | 0 | 0 | 0 | 23.3615 | 221.3201 | 0
|  |  | 23.6941 | 0 | -23.6941 | 0 | 0 | 23.6941 | 253.3282 | 0 | 0 | 0 | 0 | 0 | 23.6941 | 194.9933 | 0
|  |  | 24.2768 | 0 | -24.2768 | 0 | 0 | 24.2768 | 226.354 | 0 | 0 | 0 | 0 | 0 | 24.2768 | 168.019 | 0
|  |  | 24.5562 | 0 | -24.5562 | 0 | 0 | 24.5562 | 199.0693 | 0 | 0 | 0 | 0 | 0 | 24.5562 | 140.7344 | 0
|  |  | 24.0861 | 0 | -24.0861 | 0 | 0 | 24.0861 | 172.307 | 0 | 0 | 0 | 0 | 0 | 24.0861 | 113.9721 | 0
|  |  | 22.6294 | 0 | -22.6294 | 0 | 0 | 22.6294 | 147.1633 | 0 | 0 | 0 | 0 | 0 | 22.6294 | 88.8283 | 0
|  |  | 20.8758 | 0 | -20.8758 | 0 | 0 | 20.8758 | 123.968 | 0 | 0 | 0 | 0 | 0 | 20.8758 | 65.633 | 0
|  |  | 18.9345 | 0 | -18.9345 | 0 | 0 | 18.9345 | 102.9296 | 0 | 0 | 0 | 0 | 0 | 18.9345 | 44.5947 | 0
|  |  | 15.4144 | 0 | -15.4144 | 0 | 0 | 15.4144 | 85.8025 | 0 | 0 | 0 | 0 | 0 | 15.4144 | 27.4675 | 0
|  |  | 11.7376 | 0 | -11.7376 | 0 | 0 | 11.7376 | 72.7607 | 0 | 0 | 0 | 0 | 0 | 11.7376 | 14.4257 | 0
|  |  | 16.1057 | 9.9327 | -6.173 | 3.1226 | 0 | 6.173 | 65.9018 | 9.9327 | 0 | 0 | 3.1226 | 0 | 12.9831 | 0 | 9.9327
|  |  | 19.9504 | 169.3373 | 149.3869 | 53.2355 | 149.3869 | 0 | 200.35 | 19.9504 | 0 | 33.2851 | 19.9504 | 0 | 0 | 0 | 19.9504
|  |  | 26.3005 | 347.0853 | 320.7848 | 109.1151 | 202.5214 | 0 | 382.6192 | 144.5639 | 118.2634 | 82.8146 | 26.3005 | 0 | 0 | 0 | 144.5639
|  |  | 31.0713 | 518.9859 | 487.9146 | 163.1564 | 0 | 0 | 382.6192 | 518.9859 | 487.9146 | 132.0851 | 31.0713 | 0 | 0 | 0 | 518.9859
|  |  | 33.2435 | 648.2718 | 615.0283 | 203.8007 | 0 | 0 | 382.6192 | 648.2718 | 615.0283 | 170.5572 | 33.2435 | 0 | 0 | 0 | 648.2718
|  |  | 33.9264 | 723.4082 | 689.4818 | 227.4218 | 0 | 0 | 382.6192 | 723.4082 | 689.4818 | 193.4953 | 33.9264 | 0 | 0 | 0 | 723.4082
|  |  | 35.3688 | 742.1523 | 706.7835 | 233.3144 | 0 | 0 | 382.6192 | 742.1523 | 706.7835 | 197.9457 | 35.3688 | 0 | 0 | 0 | 742.1523
|  |  | 34.1685 | 709.3101 | 675.1416 | 222.9897 | 0 | 0 | 382.6192 | 709.3101 | 675.1416 | 121.1382 | 34.1685 | 67.6829 | 0 | 60.9146 | 709.3101
|  |  | 35.1159 | 617.0317 | 581.9158 | 193.9796 | 0 | 0 | 382.6192 | 617.0317 | 581.9158 | 0 | 35.1159 | 158.8637 | 0 | 203.8919 | 617.0317
|  |  | 40.4938 | 474.4488 | 433.9549 | 149.155 | 0 | 0 | 382.6192 | 474.4488 | 433.9549 | 0 | 40.4938 | 108.6612 | 0 | 301.687 | 474.4488
|  |  | 46.2897 | 292.4553 | 246.1656 | 91.9407 | 0 | 0 | 382.6192 | 292.4553 | 246.1656 | 0 | 46.2897 | 45.6511 | 0 | 342.773 | 292.4553
|  |  | 46.7678 | 102.4515 | 55.6837 | 32.2082 | 0 | 0 | 382.6192 | 102.4515 | 55.6837 | 0 | 32.2082 | 0 | 14.5596 | 326.5957 | 102.4515
|  |  | 41.1187 | 2.1628 | -38.9559 | 0.67992 | 0 | 38.9559 | 339.3349 | 2.1628 | 0 | 0 | 0.67992 | 0 | 40.4388 | 281.6637 | 2.1628
|  |  | 30.6708 | 0 | -30.6708 | 0 | 0 | 30.6708 | 305.2563 | 0 | 0 | 0 | 0 | 0 | 30.6708 | 247.5851 | 0
|  |  | 23.3615 | 0 | -23.3615 | 0 | 0 | 23.3615 | 279.299 | 0 | 0 | 0 | 0 | 0 | 23.3615 | 221.6279 | 0
|  |  | 23.6941 | 0 | -23.6941 | 0 | 0 | 23.6941 | 252.9722 | 0 | 0 | 0 | 0 | 0 | 23.6941 | 195.3011 | 0
|  |  | 24.2768 | 0 | -24.2768 | 0 | 0 | 24.2768 | 225.9979 | 0 | 0 | 0 | 0 | 0 | 24.2768 | 168.3268 | 0
|  |  | 24.5562 | 0 | -24.5562 | 0 | 0 | 24.5562 | 198.7133 | 0 | 0 | 0 | 0 | 0 | 24.5562 | 141.0422 | 0
|  |  | 24.0861 | 0 | -24.0861 | 0 | 0 | 24.0861 | 171.951 | 0 | 0 | 0 | 0 | 0 | 24.0861 | 114.2799 | 0
|  |  | 22.6294 | 0 | -22.6294 | 0 | 0 | 22.6294 | 146.8072 | 0 | 0 | 0 | 0 | 0 | 22.6294 | 89.1361 | 0
|  |  | 20.8758 | 0 | -20.8758 | 0 | 0 | 20.8758 | 123.6119 | 0 | 0 | 0 | 0 | 0 | 20.8758 | 65.9408 | 0
|  |  | 18.9345 | 0 | -18.9345 | 0 | 0 | 18.9345 | 102.5736 | 0 | 0 | 0 | 0 | 0 | 18.9345 | 44.9024 | 0
|  |  | 15.4144 | 0 | -15.4144 | 0 | 0 | 15.4144 | 85.4465 | 0 | 0 | 0 | 0 | 0 | 15.4144 | 27.7753 | 0
|  |  | 11.7376 | 0 | -11.7376 | 0 | 0 | 11.7376 | 72.4047 | 0 | 0 | 0 | 0 | 0 | 11.7376 | 14.7335 | 0
|  |  | 16.1057 | 9.0516 | -7.0541 | 2.8456 | 0 | 7.0541 | 64.5667 | 9.0516 | 0 | 0 | 2.8456 | 0 | 13.2601 | 0 | 9.0516
|  |  | 19.9504 | 181.9935 | 162.0431 | 57.2143 | 162.0431 | 0 | 210.4056 | 19.9504 | 0 | 37.2639 | 19.9504 | 0 | 0 | 0 | 19.9504
|  |  | 26.3005 | 371.0361 | 344.7356 | 116.6446 | 191.3485 | 0 | 382.6192 | 179.6875 | 153.387 | 90.3441 | 26.3005 | 0 | 0 | 0 | 179.6875
|  |  | 31.0713 | 608.1403 | 577.069 | 191.1844 | 0 | 0 | 382.6192 | 608.1403 | 577.069 | 160.1131 | 31.0713 | 0 | 0 | 0 | 608.1403
|  |  | 33.2435 | 739.589 | 706.3454 | 232.5086 | 0 | 0 | 382.6192 | 739.589 | 706.3454 | 199.2651 | 33.2435 | 0 | 0 | 0 | 739.589
|  |  | 33.9264 | 419.5784 | 385.6519 | 131.9051 | 0 | 0 | 382.6192 | 419.5784 | 385.6519 | 77.9145 | 33.9264 | 20.0642 | 0 | 18.0578 | 419.5784
|  |  | 35.3688 | 440.325 | 404.9562 | 138.4274 | 0 | 0 | 382.6192 | 440.325 | 404.9562 | 0 | 35.3688 | 103.0586 | 0 | 110.8105 | 440.325
|  |  | 34.1685 | 460.4308 | 426.2622 | 144.7481 | 0 | 0 | 382.6192 | 460.4308 | 426.2622 | 0 | 34.1685 | 110.5796 | 0 | 210.3321 | 460.4308
|  |  | 35.1159 | 411.0074 | 375.8915 | 129.2106 | 0 | 0 | 382.6192 | 411.0074 | 375.8915 | 0 | 35.1159 | 94.0947 | 0 | 295.0174 | 411.0074
|  |  | 40.4938 | 318.8091 | 278.3152 | 100.2257 | 0 | 0 | 382.6192 | 318.8091 | 278.3152 | 0 | 40.4938 | 59.7319 | 0 | 348.7761 | 318.8091
|  |  | 46.2897 | 222.7658 | 176.4762 | 70.0321 | 0 | 0 | 382.6192 | 222.7658 | 176.4762 | 0 | 46.2897 | 23.7424 | 0 | 370.1442 | 222.7658
|  |  | 46.7678 | 82.1855 | 35.4177 | 25.8371 | 0 | 0 | 382.6192 | 82.1855 | 35.4177 | 0 | 25.8371 | 0 | 20.9307 | 346.8879 | 82.1855
|  |  | 41.1187 | 2.0827 | -39.036 | 0.65474 | 0 | 39.036 | 339.2459 | 2.0827 | 0 | 0 | 0.65474 | 0 | 40.4639 | 301.928 | 2.0827
|  |  | 30.6708 | 0 | -30.6708 | 0 | 0 | 30.6708 | 305.1673 | 0 | 0 | 0 | 0 | 0 | 30.6708 | 267.8494 | 0
|  |  | 23.3615 | 0 | -23.3615 | 0 | 0 | 23.3615 | 279.21 | 0 | 0 | 0 | 0 | 0 | 23.3615 | 241.8921 | 0
|  |  | 23.6941 | 0 | -23.6941 | 0 | 0 | 23.6941 | 252.8832 | 0 | 0 | 0 | 0 | 0 | 23.6941 | 215.5653 | 0
|  |  | 24.2768 | 0 | -24.2768 | 0 | 0 | 24.2768 | 225.9089 | 0 | 0 | 0 | 0 | 0 | 24.2768 | 188.591 | 0
|  |  | 24.5562 | 0 | -24.5562 | 0 | 0 | 24.5562 | 198.6243 | 0 | 0 | 0 | 0 | 0 | 24.5562 | 161.3064 | 0
|  |  | 30.2465 | 0 | -30.2465 | 0 | 0 | 30.2465 | 165.0172 | 0 | 0 | 0 | 0 | 0 | 30.2465 | 127.6992 | 0
|  |  | 28.1491 | 0 | -28.1491 | 0 | 0 | 28.1491 | 133.7404 | 0 | 0 | 0 | 0 | 0 | 28.1491 | 96.4225 | 0
|  |  | 25.2107 | 0 | -25.2107 | 0 | 0 | 25.2107 | 105.7285 | 0 | 0 | 0 | 0 | 0 | 25.2107 | 68.4106 | 0
|  |  | 21.4417 | 0 | -21.4417 | 0 | 0 | 21.4417 | 81.9044 | 0 | 0 | 0 | 0 | 0 | 21.4417 | 44.5865 | 0
|  |  | 17.5188 | 0 | -17.5188 | 0 | 0 | 17.5188 | 62.439 | 0 | 0 | 0 | 0 | 0 | 17.5188 | 25.1211 | 0
|  |  | 14.3414 | 0 | -14.3414 | 0 | 0 | 14.3414 | 46.5042 | 0 | 0 | 0 | 0 | 0 | 14.3414 | 9.1863 | 0
|  |  | 11.6673 | 10.8139 | -0.85339 | 3.3996 | 0 | 0.85339 | 45.556 | 10.8139 | 0 | 0 | 3.3996 | 0 | 8.2676 | 1.3412e-15 | 10.8139
|  |  | 9.167 | 137.6166 | 128.4496 | 43.2633 | 128.4496 | 0 | 161.1606 | 9.167 | 0 | 17.7676 | 9.167 | 0 | 1.207e-15 | 0 | 9.167
|  |  | 7.1962 | 301.0262 | 293.83 | 94.6353 | 246.0651 | 0 | 382.6192 | 54.9611 | 47.7649 | 94.6353 | 0 | 0 | 0 | 0 | 54.9611
|  |  | 6.03 | 459.3093 | 453.2793 | 144.3956 | 0 | 0 | 382.6192 | 459.3093 | 453.2793 | 144.3956 | 0 | 0 | 0 | 0 | 459.3093
|  |  | 6.0645 | 564.7246 | 558.6601 | 177.5355 | 0 | 0 | 382.6192 | 564.7246 | 558.6601 | 171.4711 | 6.0645 | 0 | 0 | 0 | 564.7246
|  |  | 6.9622 | 624.6415 | 617.6793 | 196.3719 | 0 | 0 | 382.6192 | 624.6415 | 617.6793 | 189.4097 | 6.9622 | 0 | 0 | 0 | 624.6415
|  |  | 9.2104 | 644.4269 | 635.2164 | 202.592 | 0 | 0 | 382.6192 | 644.4269 | 635.2164 | 193.3815 | 9.2104 | 0 | 0 | 0 | 644.4269
|  |  | 12.2202 | 588.3549 | 576.1347 | 184.9643 | 0 | 0 | 382.6192 | 588.3549 | 576.1347 | 57.3048 | 12.2202 | 115.4393 | 0 | 103.8954 | 588.3549
|  |  | 15.3949 | 504.0067 | 488.6118 | 158.4473 | 0 | 0 | 382.6192 | 504.0067 | 488.6118 | 0 | 15.3949 | 143.0524 | 0 | 232.6425 | 504.0067
|  |  | 18.6761 | 389.4597 | 370.7836 | 122.4366 | 0 | 0 | 382.6192 | 389.4597 | 370.7836 | 0 | 18.6761 | 103.7605 | 0 | 326.027 | 389.4597
|  |  | 22.1391 | 253.8457 | 231.7066 | 79.8029 | 0 | 0 | 382.6192 | 253.8457 | 231.7066 | 0 | 22.1391 | 57.6637 | 0 | 377.9243 | 253.8457
|  |  | 26.0591 | 83.387 | 57.3279 | 26.2148 | 0 | 0 | 382.6192 | 83.387 | 57.3279 | 0 | 26.0591 | 0.15569 | 0 | 378.0644 | 83.387
|  |  | 29.8278 | 2.1628 | -27.6651 | 0.67992 | 0 | 27.6651 | 351.8803 | 2.1628 | 0 | 0 | 0.67992 | 0 | 29.1479 | 345.6779 | 2.1628
|  |  | 32.3465 | 0 | -32.3465 | 0 | 0 | 32.3465 | 315.9398 | 0 | 0 | 0 | 0 | 0 | 32.3465 | 309.7373 | 0
|  |  | 33.6507 | 0 | -33.6507 | 0 | 0 | 33.6507 | 278.5501 | 0 | 0 | 0 | 0 | 0 | 33.6507 | 272.3477 | 0
|  |  | 34.0882 | 0 | -34.0882 | 0 | 0 | 34.0882 | 240.6743 | 0 | 0 | 0 | 0 | 0 | 34.0882 | 234.4719 | 0
|  |  | 33.501 | 0 | -33.501 | 0 | 0 | 33.501 | 203.451 | 0 | 0 | 0 | 0 | 0 | 33.501 | 197.2486 | 0
|  |  | 32.1465 | 0 | -32.1465 | 0 | 0 | 32.1465 | 167.7327 | 0 | 0 | 0 | 0 | 0 | 32.1465 | 161.5303 | 0
|  |  | 30.2465 | 0 | -30.2465 | 0 | 0 | 30.2465 | 134.1255 | 0 | 0 | 0 | 0 | 0 | 30.2465 | 127.9231 | 0
|  |  | 28.1491 | 0 | -28.1491 | 0 | 0 | 28.1491 | 102.8487 | 0 | 0 | 0 | 0 | 0 | 28.1491 | 96.6463 | 0
|  |  | 25.2107 | 0 | -25.2107 | 0 | 0 | 25.2107 | 74.8368 | 0 | 0 | 0 | 0 | 0 | 25.2107 | 68.6344 | 0
|  |  | 21.4417 | 0 | -21.4417 | 0 | 0 | 21.4417 | 51.0128 | 0 | 0 | 0 | 0 | 0 | 21.4417 | 44.8103 | 0
|  |  | 17.5188 | 0 | -17.5188 | 0 | 0 | 17.5188 | 31.5474 | 0 | 0 | 0 | 0 | 0 | 17.5188 | 25.345 | 0
|  |  | 14.3414 | 0 | -14.3414 | 0 | 0 | 14.3414 | 15.6125 | 0 | 0 | 0 | 0 | 0 | 14.3414 | 9.4101 | 0
|  |  | 11.6673 | 10.1731 | -1.4942 | 3.1982 | 0 | 1.4942 | 13.9523 | 10.1731 | 0 | 0 | 3.1982 | 0 | 8.4691 | -2.7199e-15 | 10.1731
|  |  | 9.167 | 149.1514 | 139.9844 | 46.8895 | 139.9844 | 0 | 139.9383 | 9.167 | 0 | 37.7226 | 9.167 | 0 | -2.4479e-15 | 0 | 9.167
|  |  | 7.1962 | 318.3284 | 311.1322 | 100.0746 | 269.6455 | 0 | 382.6192 | 48.6829 | 41.4867 | 92.8784 | 7.1962 | 0 | 0 | 0 | 48.6829
|  |  | 6.03 | 482.2187 | 476.1887 | 151.5977 | 0 | 0 | 382.6192 | 482.2187 | 476.1887 | 145.5677 | 6.03 | 0 | 0 | 0 | 482.2187
|  |  | 6.0645 | 603.4142 | 597.3498 | 189.6986 | 0 | 0 | 382.6192 | 603.4142 | 597.3498 | 183.6341 | 6.0645 | 0 | 0 | 0 | 603.4142
|  |  | 6.9622 | 677.0287 | 670.0665 | 212.8412 | 0 | 0 | 382.6192 | 677.0287 | 670.0665 | 205.879 | 6.9622 | 0 | 0 | 0 | 677.0287
|  |  | 9.2104 | 698.7366 | 689.5261 | 219.6656 | 0 | 0 | 382.6192 | 698.7366 | 689.5261 | 210.4552 | 9.2104 | 0 | 0 | 0 | 698.7366
|  |  | 12.2202 | 665.9745 | 653.7543 | 209.366 | 0 | 0 | 382.6192 | 665.9745 | 653.7543 | 145.8823 | 12.2202 | 51.2635 | 0 | 46.1371 | 665.9745
|  |  | 15.3949 | 574.3369 | 558.942 | 180.5574 | 0 | 0 | 382.6192 | 574.3369 | 558.942 | 0 | 15.3949 | 165.1625 | 0 | 194.7834 | 574.3369
|  |  | 18.6761 | 434.1571 | 415.481 | 136.4883 | 0 | 0 | 382.6192 | 434.1571 | 415.481 | 0 | 18.6761 | 117.8122 | 0 | 300.8144 | 434.1571
|  |  | 22.1391 | 265.6208 | 243.4817 | 83.5047 | 0 | 0 | 382.6192 | 265.6208 | 243.4817 | 0 | 22.1391 | 61.3655 | 0 | 356.0434 | 265.6208
|  |  | 26.0591 | 86.4309 | 60.3718 | 27.1718 | 0 | 0 | 382.6192 | 86.4309 | 60.3718 | 0 | 26.0591 | 1.1126 | 0 | 357.0447 | 86.4309
|  |  | 29.8278 | 2.0827 | -27.7452 | 0.65474 | 0 | 27.7452 | 351.7913 | 2.0827 | 0 | 0 | 0.65474 | 0 | 29.1731 | 324.6302 | 2.0827
|  |  | 32.3465 | 0 | -32.3465 | 0 | 0 | 32.3465 | 315.8508 | 0 | 0 | 0 | 0 | 0 | 32.3465 | 288.6896 | 0
|  |  | 33.6507 | 0 | -33.6507 | 0 | 0 | 33.6507 | 278.4611 | 0 | 0 | 0 | 0 | 0 | 33.6507 | 251.3 | 0
|  |  | 34.0882 | 0 | -34.0882 | 0 | 0 | 34.0882 | 240.5853 | 0 | 0 | 0 | 0 | 0 | 34.0882 | 213.4242 | 0
|  |  | 33.501 | 0 | -33.501 | 0 | 0 | 33.501 | 203.362 | 0 | 0 | 0 | 0 | 0 | 33.501 | 176.2009 | 0
|  |  | 32.1465 | 0 | -32.1465 | 0 | 0 | 32.1465 | 167.6437 | 0 | 0 | 0 | 0 | 0 | 32.1465 | 140.4826 | 0
|  |  | 24.0861 | 0 | -24.0861 | 0 | 0 | 24.0861 | 140.8814 | 0 | 0 | 0 | 0 | 0 | 24.0861 | 113.7202 | 0
|  |  | 22.6294 | 0 | -22.6294 | 0 | 0 | 22.6294 | 115.7376 | 0 | 0 | 0 | 0 | 0 | 22.6294 | 88.5765 | 0
|  |  | 20.8758 | 0 | -20.8758 | 0 | 0 | 20.8758 | 92.5423 | 0 | 0 | 0 | 0 | 0 | 20.8758 | 65.3812 | 0
|  |  | 18.9345 | 0 | -18.9345 | 0 | 0 | 18.9345 | 71.504 | 0 | 0 | 0 | 0 | 0 | 18.9345 | 44.3428 | 0
|  |  | 15.4144 | 0 | -15.4144 | 0 | 0 | 15.4144 | 54.3768 | 0 | 0 | 0 | 0 | 0 | 15.4144 | 27.2157 | 0
|  |  | 11.7376 | 0 | -11.7376 | 0 | 0 | 11.7376 | 41.335 | 0 | 0 | 0 | 0 | 0 | 11.7376 | 14.1739 | 0
|  |  | 16.1057 | 10.6537 | -5.4521 | 3.3493 | 0 | 5.4521 | 35.2771 | 10.6537 | 0 | 0 | 3.3493 | 0 | 12.7565 | 0 | 10.6537
|  |  | 19.9504 | 160.1255 | 140.1751 | 50.3395 | 140.1751 | 0 | 161.4347 | 19.9504 | 0 | 30.3891 | 19.9504 | 0 | 0 | 0 | 19.9504
|  |  | 26.3005 | 342.5195 | 316.219 | 107.6797 | 245.7606 | 0 | 382.6192 | 96.7589 | 70.4584 | 81.3792 | 26.3005 | 0 | 0 | 0 | 96.7589
|  |  | 31.0713 | 515.3012 | 484.2299 | 161.998 | 0 | 0 | 382.6192 | 515.3012 | 484.2299 | 130.9267 | 31.0713 | 0 | 0 | 0 | 515.3012
|  |  | 33.2435 | 646.0289 | 612.7854 | 203.0956 | 0 | 0 | 382.6192 | 646.0289 | 612.7854 | 169.8521 | 33.2435 | 0 | 0 | 0 | 646.0289
|  |  | 33.9264 | 721.7261 | 687.7996 | 226.8929 | 0 | 0 | 382.6192 | 721.7261 | 687.7996 | 192.9665 | 33.9264 | 0 | 0 | 0 | 721.7261
|  |  | 35.3688 | 737.3461 | 701.9773 | 231.8035 | 0 | 0 | 382.6192 | 737.3461 | 701.9773 | 196.4347 | 35.3688 | 0 | 0 | 0 | 737.3461
|  |  | 34.1685 | 700.1784 | 666.0099 | 220.1189 | 0 | 0 | 382.6192 | 700.1784 | 666.0099 | 103.2149 | 34.1685 | 82.7354 | 0 | 74.4619 | 700.1784
|  |  | 35.1159 | 605.9775 | 570.8616 | 190.5044 | 0 | 0 | 382.6192 | 605.9775 | 570.8616 | 0 | 35.1159 | 155.3885 | 0 | 214.3116 | 605.9775
|  |  | 40.4938 | 461.7925 | 421.2987 | 145.1762 | 0 | 0 | 382.6192 | 461.7925 | 421.2987 | 0 | 40.4938 | 104.6824 | 0 | 308.5257 | 461.7925
|  |  | 46.2897 | 279.5587 | 233.269 | 87.8864 | 0 | 0 | 382.6192 | 279.5587 | 233.269 | 0 | 46.2897 | 41.5967 | 0 | 345.9627 | 279.5587
|  |  | 46.7678 | 90.6763 | 43.9086 | 28.5064 | 0 | 0 | 382.6192 | 90.6763 | 43.9086 | 0 | 28.5064 | 0 | 18.2614 | 325.6723 | 90.6763
|  |  | 41.1187 | 2.0026 | -39.1161 | 0.62956 | 0 | 39.1161 | 339.1569 | 2.0026 | 0 | 0 | 0.62956 | 0 | 40.4891 | 280.6844 | 2.0026
|  |  | 30.6708 | 0 | -30.6708 | 0 | 0 | 30.6708 | 305.0783 | 0 | 0 | 0 | 0 | 0 | 30.6708 | 246.6058 | 0
|  |  | 23.3615 | 0 | -23.3615 | 0 | 0 | 23.3615 | 279.121 | 0 | 0 | 0 | 0 | 0 | 23.3615 | 220.6486 | 0
|  |  | 23.6941 | 0 | -23.6941 | 0 | 0 | 23.6941 | 252.7942 | 0 | 0 | 0 | 0 | 0 | 23.6941 | 194.3218 | 0
|  |  | 24.2768 | 0 | -24.2768 | 0 | 0 | 24.2768 | 225.8199 | 0 | 0 | 0 | 0 | 0 | 24.2768 | 167.3475 | 0
|  |  | 24.5562 | 0 | -24.5562 | 0 | 0 | 24.5562 | 198.5353 | 0 | 0 | 0 | 0 | 0 | 24.5562 | 140.0629 | 0
|  |  | 24.0861 | 0 | -24.0861 | 0 | 0 | 24.0861 | 171.773 | 0 | 0 | 0 | 0 | 0 | 24.0861 | 113.3005 | 0
|  |  | 22.6294 | 0 | -22.6294 | 0 | 0 | 22.6294 | 146.6292 | 0 | 0 | 0 | 0 | 0 | 22.6294 | 88.1568 | 0
|  |  | 20.8758 | 0 | -20.8758 | 0 | 0 | 20.8758 | 123.4339 | 0 | 0 | 0 | 0 | 0 | 20.8758 | 64.9615 | 0
|  |  | 18.9345 | 0 | -18.9345 | 0 | 0 | 18.9345 | 102.3956 | 0 | 0 | 0 | 0 | 0 | 18.9345 | 43.9231 | 0
|  |  | 15.4144 | 0 | -15.4144 | 0 | 0 | 15.4144 | 85.2685 | 0 | 0 | 0 | 0 | 0 | 15.4144 | 26.796 | 0
|  |  | 11.7376 | 0 | -11.7376 | 0 | 0 | 11.7376 | 72.2266 | 0 | 0 | 0 | 0 | 0 | 11.7376 | 13.7542 | 0
|  |  | 16.1057 | 11.8552 | -4.2505 | 3.727 | 0 | 4.2505 | 67.5038 | 11.8552 | 0 | 0 | 3.727 | 0 | 12.3788 | 0 | 11.8552
|  |  | 19.9504 | 187.9211 | 167.9707 | 59.0778 | 167.9707 | 0 | 218.6775 | 19.9504 | 0 | 39.1274 | 19.9504 | 0 | 0 | 0 | 19.9504
|  |  | 26.3005 | 357.4186 | 331.1181 | 112.3636 | 182.1575 | 0 | 382.6192 | 175.2611 | 148.9606 | 86.0631 | 26.3005 | 0 | 0 | 0 | 175.2611
|  |  | 31.0713 | 541.8152 | 510.7439 | 170.3334 | 0 | 0 | 382.6192 | 541.8152 | 510.7439 | 139.2621 | 31.0713 | 0 | 0 | 0 | 541.8152
|  |  | 33.2435 | 685.5196 | 652.2761 | 215.5105 | 0 | 0 | 382.6192 | 685.5196 | 652.2761 | 182.267 | 33.2435 | 0 | 0 | 0 | 685.5196
|  |  | 33.9264 | 442.4878 | 408.5613 | 139.1073 | 0 | 0 | 382.6192 | 442.4878 | 408.5613 | 81.9751 | 33.9264 | 23.2057 | 0 | 20.8852 | 442.4878
|  |  | 35.3688 | 550.3061 | 514.9373 | 173.0027 | 0 | 0 | 382.6192 | 550.3061 | 514.9373 | 0 | 35.3688 | 137.6339 | 0 | 144.7557 | 550.3061
|  |  | 34.1685 | 469.4023 | 435.2338 | 147.5685 | 0 | 0 | 382.6192 | 469.4023 | 435.2338 | 0 | 34.1685 | 113.4 | 0 | 246.8157 | 469.4023
|  |  | 35.1159 | 336.2715 | 301.1556 | 105.7155 | 0 | 0 | 382.6192 | 336.2715 | 301.1556 | 0 | 35.1159 | 70.5996 | 0 | 310.3553 | 336.2715
|  |  | 40.4938 | 238.3859 | 197.892 | 74.9427 | 0 | 0 | 382.6192 | 238.3859 | 197.892 | 0 | 40.4938 | 34.4488 | 0 | 341.3593 | 238.3859
|  |  | 46.2897 | 179.8307 | 133.5411 | 56.5344 | 0 | 0 | 382.6192 | 179.8307 | 133.5411 | 0 | 46.2897 | 10.2447 | 0 | 350.5795 | 179.8307
|  |  | 46.7678 | 76.9788 | 30.211 | 24.2002 | 0 | 0 | 382.6192 | 76.9788 | 30.211 | 0 | 24.2002 | 0 | 22.5675 | 325.5045 | 76.9788
|  |  | 41.1187 | 2.1628 | -38.9559 | 0.67992 | 0 | 38.9559 | 339.3349 | 2.1628 | 0 | 0 | 0.67992 | 0 | 40.4388 | 280.5725 | 2.1628
|  |  | 30.6708 | 0 | -30.6708 | 0 | 0 | 30.6708 | 305.2563 | 0 | 0 | 0 | 0 | 0 | 30.6708 | 246.4939 | 0
|  |  | 23.3615 | 0 | -23.3615 | 0 | 0 | 23.3615 | 279.299 | 0 | 0 | 0 | 0 | 0 | 23.3615 | 220.5366 | 0
|  |  | 23.6941 | 0 | -23.6941 | 0 | 0 | 23.6941 | 252.9722 | 0 | 0 | 0 | 0 | 0 | 23.6941 | 194.2098 | 0
|  |  | 24.2768 | 0 | -24.2768 | 0 | 0 | 24.2768 | 225.9979 | 0 | 0 | 0 | 0 | 0 | 24.2768 | 167.2356 | 0
|  |  | 24.5562 | 0 | -24.5562 | 0 | 0 | 24.5562 | 198.7133 | 0 | 0 | 0 | 0 | 0 | 24.5562 | 139.9509 | 0
|  |  | 24.0861 | 0 | -24.0861 | 0 | 0 | 24.0861 | 171.951 | 0 | 0 | 0 | 0 | 0 | 24.0861 | 113.1886 | 0
|  |  | 22.6294 | 0 | -22.6294 | 0 | 0 | 22.6294 | 146.8072 | 0 | 0 | 0 | 0 | 0 | 22.6294 | 88.0449 | 0
|  |  | 20.8758 | 0 | -20.8758 | 0 | 0 | 20.8758 | 123.6119 | 0 | 0 | 0 | 0 | 0 | 20.8758 | 64.8496 | 0
|  |  | 18.9345 | 0 | -18.9345 | 0 | 0 | 18.9345 | 102.5736 | 0 | 0 | 0 | 0 | 0 | 18.9345 | 43.8112 | 0
|  |  | 15.4144 | 0 | -15.4144 | 0 | 0 | 15.4144 | 85.4465 | 0 | 0 | 0 | 0 | 0 | 15.4144 | 26.6841 | 0
|  |  | 11.7376 | 0 | -11.7376 | 0 | 0 | 11.7376 | 72.4047 | 0 | 0 | 0 | 0 | 0 | 11.7376 | 13.6423 | 0
|  |  | 16.1057 | 12.1756 | -3.9301 | 3.8277 | 0 | 3.9301 | 68.0378 | 12.1756 | 0 | 0 | 3.8277 | 0 | 12.278 | 0 | 12.1756
|  |  | 19.9504 | 140.5804 | 120.63 | 44.195 | 120.63 | 0 | 176.6048 | 19.9504 | 0 | 24.2446 | 19.9504 | 0 | 0 | 0 | 19.9504
|  |  | 26.3005 | 303.6696 | 277.3691 | 95.4663 | 228.9049 | 0 | 382.6192 | 74.7648 | 48.4642 | 69.1658 | 26.3005 | 0 | 0 | 0 | 74.7648
|  |  | 31.0713 | 466.5186 | 435.4473 | 146.662 | 0 | 0 | 382.6192 | 466.5186 | 435.4473 | 115.5907 | 31.0713 | 0 | 0 | 0 | 466.5186
|  |  | 33.2435 | 568.7297 | 535.4862 | 178.7947 | 0 | 0 | 382.6192 | 568.7297 | 535.4862 | 145.5511 | 33.2435 | 0 | 0 | 0 | 568.7297
|  |  | 33.9264 | 616.8715 | 582.9451 | 193.9292 | 0 | 0 | 382.6192 | 616.8715 | 582.9451 | 160.0028 | 33.9264 | 0 | 0 | 0 | 616.8715
|  |  | 35.3688 | 609.422 | 574.0532 | 191.5873 | 0 | 0 | 382.6192 | 609.422 | 574.0532 | 146.3955 | 35.3688 | 9.823 | 0 | 8.8407 | 609.422
|  |  | 34.1685 | 579.4635 | 545.295 | 182.1691 | 0 | 0 | 382.6192 | 579.4635 | 545.295 | 0 | 34.1685 | 148.0005 | 0 | 142.0412 | 579.4635
|  |  | 35.1159 | 502.1643 | 467.0484 | 157.8681 | 0 | 0 | 382.6192 | 502.1643 | 467.0484 | 0 | 35.1159 | 122.7522 | 0 | 252.5182 | 502.1643
|  |  | 40.4938 | 383.3719 | 342.8781 | 120.5227 | 0 | 0 | 382.6192 | 383.3719 | 342.8781 | 0 | 40.4938 | 80.0289 | 0 | 324.5442 | 383.3719
|  |  | 46.2897 | 237.1843 | 190.8947 | 74.5649 | 0 | 0 | 382.6192 | 237.1843 | 190.8947 | 0 | 46.2897 | 28.2753 | 0 | 349.9919 | 237.1843
|  |  | 46.7678 | 81.7048 | 34.9371 | 25.686 | 0 | 0 | 382.6192 | 81.7048 | 34.9371 | 0 | 25.686 | 0 | 21.0818 | 326.5677 | 81.7048
|  |  | 41.1187 | 1.6021 | -39.5166 | 0.50365 | 0 | 39.5166 | 338.7119 | 1.6021 | 0 | 0 | 0.50365 | 0 | 40.615 | 281.4399 | 1.6021
|  |  | 30.6708 | 0 | -30.6708 | 0 | 0 | 30.6708 | 304.6333 | 0 | 0 | 0 | 0 | 0 | 30.6708 | 247.3613 | 0
|  |  | 23.3615 | 0 | -23.3615 | 0 | 0 | 23.3615 | 278.676 | 0 | 0 | 0 | 0 | 0 | 23.3615 | 221.404 | 0
|  |  | 23.6941 | 0 | -23.6941 | 0 | 0 | 23.6941 | 252.3492 | 0 | 0 | 0 | 0 | 0 | 23.6941 | 195.0772 | 0
|  |  | 24.2768 | 0 | -24.2768 | 0 | 0 | 24.2768 | 225.3749 | 0 | 0 | 0 | 0 | 0 | 24.2768 | 168.1029 | 0
|  |  | 24.5562 | 0 | -24.5562 | 0 | 0 | 24.5562 | 198.0903 | 0 | 0 | 0 | 0 | 0 | 24.5562 | 140.8183 | 0
|  |  | 24.0861 | 0 | -24.0861 | 0 | 0 | 24.0861 | 171.328 | 0 | 0 | 0 | 0 | 0 | 24.0861 | 114.056 | 0
|  |  | 22.6294 | 0 | -22.6294 | 0 | 0 | 22.6294 | 146.1842 | 0 | 0 | 0 | 0 | 0 | 22.6294 | 88.9122 | 0
|  |  | 20.8758 | 0 | -20.8758 | 0 | 0 | 20.8758 | 122.9889 | 0 | 0 | 0 | 0 | 0 | 20.8758 | 65.7169 | 0
|  |  | 18.9345 | 0 | -18.9345 | 0 | 0 | 18.9345 | 101.9506 | 0 | 0 | 0 | 0 | 0 | 18.9345 | 44.6786 | 0
|  |  | 15.4144 | 0 | -15.4144 | 0 | 0 | 15.4144 | 84.8234 | 0 | 0 | 0 | 0 | 0 | 15.4144 | 27.5515 | 0
|  |  | 11.7376 | 0 | -11.7376 | 0 | 0 | 11.7376 | 71.7816 | 0 | 0 | 0 | 0 | 0 | 11.7376 | 14.5097 | 0
|  |  | 16.1057 | 9.6924 | -6.4133 | 3.0471 | 0 | 6.4133 | 64.6557 | 9.6924 | 0 | 0 | 3.0471 | 0 | 13.0587 | 2.4854e-15 | 9.6924
|  |  | 19.9504 | 102.9321 | 82.9817 | 32.3593 | 82.9817 | 0 | 139.3393 | 19.9504 | 0 | 12.4089 | 19.9504 | 0 | 2.2368e-15 | 0 | 19.9504
|  |  | 26.3005 | 257.4503 | 231.1498 | 80.9361 | 231.1498 | 0 | 347.3741 | 26.3005 | 0 | 54.6355 | 26.3005 | 0 | 0 | 0 | 26.3005
|  |  | 31.0713 | 383.1316 | 352.0603 | 120.4472 | 39.1613 | 0 | 382.6192 | 343.9703 | 312.899 | 89.3759 | 31.0713 | 0 | 0 | 0 | 343.9703
|  |  | 33.2435 | 480.5366 | 447.293 | 151.0689 | 0 | 0 | 382.6192 | 480.5366 | 447.293 | 117.8254 | 33.2435 | 0 | 0 | 0 | 480.5366
|  |  | 33.9264 | 569.1303 | 535.2038 | 178.9206 | 0 | 0 | 382.6192 | 569.1303 | 535.2038 | 144.9941 | 33.9264 | 0 | 0 | 0 | 569.1303
|  |  | 35.3688 | 578.5824 | 543.2136 | 181.8921 | 0 | 0 | 382.6192 | 578.5824 | 543.2136 | 132.562 | 35.3688 | 13.9613 | 0 | 12.5652 | 578.5824
|  |  | 34.1685 | 598.528 | 564.3594 | 188.1625 | 0 | 0 | 382.6192 | 598.528 | 564.3594 | 0 | 34.1685 | 153.9939 | 0 | 151.1597 | 598.528
|  |  | 35.1159 | 488.9474 | 453.8315 | 153.713 | 0 | 0 | 382.6192 | 488.9474 | 453.8315 | 0 | 35.1159 | 118.5971 | 0 | 257.8972 | 488.9474
|  |  | 40.4938 | 380.0877 | 339.5939 | 119.4902 | 0 | 0 | 382.6192 | 380.0877 | 339.5939 | 0 | 40.4938 | 78.9964 | 0 | 328.9939 | 380.0877
|  |  | 46.2897 | 216.1173 | 169.8276 | 67.942 | 0 | 0 | 382.6192 | 216.1173 | 169.8276 | 0 | 46.2897 | 21.6523 | 0 | 348.481 | 216.1173
|  |  | 46.7678 | 81.7849 | 35.0172 | 25.7112 | 0 | 0 | 382.6192 | 81.7849 | 35.0172 | 0 | 25.7112 | 0 | 21.0566 | 325.0848 | 81.7849
|  |  | 41.1187 | 2.7235 | -38.3952 | 0.8562 | 0 | 38.3952 | 339.9579 | 2.7235 | 0 | 0 | 0.8562 | 0 | 40.2625 | 280.3487 | 2.7235
|  |  | 30.6708 | 0 | -30.6708 | 0 | 0 | 30.6708 | 305.8793 | 0 | 0 | 0 | 0 | 0 | 30.6708 | 246.2701 | 0
|  |  | 23.3615 | 0 | -23.3615 | 0 | 0 | 23.3615 | 279.922 | 0 | 0 | 0 | 0 | 0 | 23.3615 | 220.3128 | 0
|  |  | 23.6941 | 0 | -23.6941 | 0 | 0 | 23.6941 | 253.5952 | 0 | 0 | 0 | 0 | 0 | 23.6941 | 193.986 | 0
|  |  | 24.2768 | 0 | -24.2768 | 0 | 0 | 24.2768 | 226.621 | 0 | 0 | 0 | 0 | 0 | 24.2768 | 167.0117 | 0
|  |  | 24.5562 | 0 | -24.5562 | 0 | 0 | 24.5562 | 199.3363 | 0 | 0 | 0 | 0 | 0 | 24.5562 | 139.7271 | 0
|  |  | 24.0861 | 0 | -24.0861 | 0 | 0 | 24.0861 | 172.574 | 0 | 0 | 0 | 0 | 0 | 24.0861 | 112.9648 | 0
|  |  | 22.6294 | 0 | -22.6294 | 0 | 0 | 22.6294 | 147.4303 | 0 | 0 | 0 | 0 | 0 | 22.6294 | 87.821 | 0
|  |  | 20.8758 | 0 | -20.8758 | 0 | 0 | 20.8758 | 124.235 | 0 | 0 | 0 | 0 | 0 | 20.8758 | 64.6257 | 0
|  |  | 18.9345 | 0 | -18.9345 | 0 | 0 | 18.9345 | 103.1966 | 0 | 0 | 0 | 0 | 0 | 18.9345 | 43.5874 | 0
|  |  | 15.4144 | 0 | -15.4144 | 0 | 0 | 15.4144 | 86.0695 | 0 | 0 | 0 | 0 | 0 | 15.4144 | 26.4602 | 0
|  |  | 11.7376 | 0 | -11.7376 | 0 | 0 | 11.7376 | 73.0277 | 0 | 0 | 0 | 0 | 0 | 11.7376 | 13.4184 | 0
|  |  | 16.1057 | 12.8164 | -3.2893 | 4.0292 | 0 | 3.2893 | 69.3729 | 12.8164 | 0 | 0 | 4.0292 | 0 | 12.0766 | -2.7097e-15 | 12.8164
|  |  | 19.9504 | 134.6528 | 114.7024 | 42.3315 | 114.7024 | 0 | 172.605 | 19.9504 | 0 | 22.3811 | 19.9504 | 3.0108e-15 | 0 | 0 | 19.9504
|  |  | 26.3005 | 273.8714 | 247.5709 | 86.0984 | 233.3491 | 0 | 382.6192 | 40.5223 | 14.2218 | 59.7979 | 26.3005 | 0 | 0 | 0 | 40.5223
|  |  | 31.0713 | 391.7026 | 360.6313 | 123.1417 | 0 | 0 | 382.6192 | 391.7026 | 360.6313 | 92.0704 | 31.0713 | 0 | 0 | 0 | 391.7026
|  |  | 33.2435 | 462.0328 | 428.7893 | 145.2518 | 0 | 0 | 382.6192 | 462.0328 | 428.7893 | 112.0082 | 33.2435 | 0 | 0 | 0 | 462.0328
|  |  | 33.9264 | 550.226 | 516.2996 | 172.9775 | 0 | 0 | 382.6192 | 550.226 | 516.2996 | 139.0511 | 33.9264 | 0 | 0 | 0 | 550.226
|  |  | 35.3688 | 584.0294 | 548.6606 | 183.6045 | 0 | 0 | 382.6192 | 584.0294 | 548.6606 | 123.325 | 35.3688 | 24.9107 | 0 | 22.4196 | 584.0294
|  |  | 34.1685 | 565.1251 | 530.9566 | 177.6615 | 0 | 0 | 382.6192 | 565.1251 | 530.9566 | 0 | 34.1685 | 143.4929 | 0 | 151.5632 | 565.1251
|  |  | 35.1159 | 510.0144 | 474.8985 | 160.336 | 0 | 0 | 382.6192 | 510.0144 | 474.8985 | 0 | 35.1159 | 125.2201 | 0 | 264.2613 | 510.0144
|  |  | 40.4938 | 403.5578 | 363.064 | 126.8687 | 0 | 0 | 382.6192 | 403.5578 | 363.064 | 0 | 40.4938 | 86.3748 | 0 | 341.9987 | 403.5578
|  |  | 46.2897 | 251.763 | 205.4734 | 79.1481 | 0 | 0 | 382.6192 | 251.763 | 205.4734 | 0 | 46.2897 | 32.8584 | 0 | 371.5712 | 251.763
|  |  | 46.7678 | 77.4594 | 30.6916 | 24.3513 | 0 | 0 | 382.6192 | 77.4594 | 30.6916 | 0 | 24.3513 | 0 | 22.4164 | 346.6641 | 77.4594
|  |  | 41.1187 | 2.5633 | -38.5554 | 0.80584 | 0 | 38.5554 | 339.7799 | 2.5633 | 0 | 0 | 0.80584 | 0 | 40.3128 | 301.872 | 2.5633
|  |  | 30.6708 | 0 | -30.6708 | 0 | 0 | 30.6708 | 305.7013 | 0 | 0 | 0 | 0 | 0 | 30.6708 | 267.7934 | 0
|  |  | 23.3615 | 0 | -23.3615 | 0 | 0 | 23.3615 | 279.744 | 0 | 0 | 0 | 0 | 0 | 23.3615 | 241.8362 | 0
|  |  | 23.6941 | 0 | -23.6941 | 0 | 0 | 23.6941 | 253.4172 | 0 | 0 | 0 | 0 | 0 | 23.6941 | 215.5094 | 0
|  |  | 24.2768 | 0 | -24.2768 | 0 | 0 | 24.2768 | 226.443 | 0 | 0 | 0 | 0 | 0 | 24.2768 | 188.5351 | 0
|  |  | 24.5562 | 0 | -24.5562 | 0 | 0 | 24.5562 | 199.1583 | 0 | 0 | 0 | 0 | 0 | 24.5562 | 161.2505 | 0
|  |  | 30.2465 | 0 | -30.2465 | 0 | 0 | 30.2465 | 165.5512 | 0 | 0 | 0 | 0 | 0 | 30.2465 | 127.6433 | 0
|  |  | 28.1491 | 0 | -28.1491 | 0 | 0 | 28.1491 | 134.2744 | 0 | 0 | 0 | 0 | 0 | 28.1491 | 96.3665 | 0
|  |  | 25.2107 | 0 | -25.2107 | 0 | 0 | 25.2107 | 106.2625 | 0 | 0 | 0 | 0 | 0 | 25.2107 | 68.3546 | 0
|  |  | 21.4417 | 0 | -21.4417 | 0 | 0 | 21.4417 | 82.4384 | 0 | 0 | 0 | 0 | 0 | 21.4417 | 44.5305 | 0
|  |  | 17.5188 | 0 | -17.5188 | 0 | 0 | 17.5188 | 62.973 | 0 | 0 | 0 | 0 | 0 | 17.5188 | 25.0652 | 0
|  |  | 14.3414 | 0 | -14.3414 | 0 | 0 | 14.3414 | 47.0382 | 0 | 0 | 0 | 0 | 0 | 14.3414 | 9.1303 | 0
|  |  | 11.6673 | 10.9741 | -0.69318 | 3.45 | 0 | 0.69318 | 46.268 | 10.9741 | 0 | 0 | 3.45 | 0 | 8.2173 | 0 | 10.9741
|  |  | 9.167 | 147.3891 | 138.2222 | 46.3355 | 138.2222 | 0 | 170.6679 | 9.167 | 0 | 37.1686 | 9.167 | 0 | 0 | 0 | 9.167
|  |  | 7.1962 | 315.6851 | 308.4888 | 99.2436 | 235.5015 | 0 | 382.6192 | 80.1836 | 72.9874 | 92.0474 | 7.1962 | 0 | 0 | 0 | 80.1836
|  |  | 6.03 | 475.1697 | 469.1397 | 149.3817 | 0 | 0 | 382.6192 | 475.1697 | 469.1397 | 143.3517 | 6.03 | 0 | 0 | 0 | 475.1697
|  |  | 6.0645 | 593.0009 | 586.9364 | 186.4249 | 0 | 0 | 382.6192 | 593.0009 | 586.9364 | 180.3604 | 6.0645 | 0 | 0 | 0 | 593.0009
|  |  | 6.9622 | 662.8505 | 655.8883 | 208.3839 | 0 | 0 | 382.6192 | 662.8505 | 655.8883 | 201.4217 | 6.9622 | 0 | 0 | 0 | 662.8505
|  |  | 9.2104 | 680.7134 | 671.503 | 213.9996 | 0 | 0 | 382.6192 | 680.7134 | 671.503 | 204.7891 | 9.2104 | 0 | 0 | 0 | 680.7134
|  |  | 12.2202 | 645.1478 | 632.9276 | 202.8186 | 0 | 0 | 382.6192 | 645.1478 | 632.9276 | 105.3417 | 12.2202 | 85.2567 | 0 | 76.731 | 645.1478
|  |  | 15.3949 | 557.5955 | 542.2005 | 175.2943 | 0 | 0 | 382.6192 | 557.5955 | 542.2005 | 0 | 15.3949 | 159.8994 | 0 | 220.6405 | 557.5955
|  |  | 18.6761 | 425.1055 | 406.4294 | 133.6427 | 0 | 0 | 382.6192 | 425.1055 | 406.4294 | 0 | 18.6761 | 114.9666 | 0 | 324.1104 | 425.1055
|  |  | 22.1391 | 259.6131 | 237.474 | 81.616 | 0 | 0 | 382.6192 | 259.6131 | 237.474 | 0 | 22.1391 | 59.4769 | 0 | 377.6396 | 259.6131
|  |  | 26.0591 | 82.586 | 56.5268 | 25.963 | 0 | 0 | 382.6192 | 82.586 | 56.5268 | 0 | 25.963 | 0 | 0.09613 | 377.5328 | 82.586
|  |  | 29.8278 | 2.323 | -27.5049 | 0.73029 | 0 | 27.5049 | 352.0583 | 2.323 | 0 | 0 | 0.73029 | 0 | 29.0975 | 345.2022 | 2.323
|  |  | 32.3465 | 0 | -32.3465 | 0 | 0 | 32.3465 | 316.1178 | 0 | 0 | 0 | 0 | 0 | 32.3465 | 309.2617 | 0
|  |  | 33.6507 | 0 | -33.6507 | 0 | 0 | 33.6507 | 278.7281 | 0 | 0 | 0 | 0 | 0 | 33.6507 | 271.872 | 0
|  |  | 34.0882 | 0 | -34.0882 | 0 | 0 | 34.0882 | 240.8523 | 0 | 0 | 0 | 0 | 0 | 34.0882 | 233.9962 | 0
|  |  | 33.501 | 0 | -33.501 | 0 | 0 | 33.501 | 203.629 | 0 | 0 | 0 | 0 | 0 | 33.501 | 196.7729 | 0
|  |  | 32.1465 | 0 | -32.1465 | 0 | 0 | 32.1465 | 167.9107 | 0 | 0 | 0 | 0 | 0 | 32.1465 | 161.0546 | 0
|  |  | 30.2465 | 0 | -30.2465 | 0 | 0 | 30.2465 | 134.3035 | 0 | 0 | 0 | 0 | 0 | 30.2465 | 127.4474 | 0
|  |  | 28.1491 | 0 | -28.1491 | 0 | 0 | 28.1491 | 103.0267 | 0 | 0 | 0 | 0 | 0 | 28.1491 | 96.1706 | 0
|  |  | 25.2107 | 0 | -25.2107 | 0 | 0 | 25.2107 | 75.0148 | 0 | 0 | 0 | 0 | 0 | 25.2107 | 68.1587 | 0
|  |  | 21.4417 | 0 | -21.4417 | 0 | 0 | 21.4417 | 51.1908 | 0 | 0 | 0 | 0 | 0 | 21.4417 | 44.3347 | 0
|  |  | 17.5188 | 0 | -17.5188 | 0 | 0 | 17.5188 | 31.7254 | 0 | 0 | 0 | 0 | 0 | 17.5188 | 24.8693 | 0
|  |  | 14.3414 | 0 | -14.3414 | 0 | 0 | 14.3414 | 15.7905 | 0 | 0 | 0 | 0 | 0 | 14.3414 | 8.9344 | 0
|  |  | 11.6673 | 11.5348 | -0.13246 | 3.6263 | 0 | 0.13246 | 15.6434 | 11.5348 | 0 | 0 | 3.6263 | 0 | 8.041 | 0 | 11.5348
|  |  | 9.167 | 181.1124 | 171.9454 | 56.9373 | 171.9454 | 0 | 170.3942 | 9.167 | 0 | 47.7703 | 9.167 | 0 | 0 | 0 | 9.167
|  |  | 7.1962 | 372.8784 | 365.6822 | 117.2238 | 235.8056 | 0 | 382.6192 | 137.0729 | 129.8767 | 110.0276 | 7.1962 | 0 | 0 | 0 | 137.0729
|  |  | 6.03 | 555.9133 | 549.8833 | 174.7655 | 0 | 0 | 382.6192 | 555.9133 | 549.8833 | 168.7355 | 6.03 | 0 | 0 | 0 | 555.9133
|  |  | 6.0645 | 688.8038 | 682.7393 | 216.543 | 0 | 0 | 382.6192 | 688.8038 | 682.7393 | 210.4785 | 6.0645 | 0 | 0 | 0 | 688.8038
|  |  | 6.9622 | 765.5423 | 758.5801 | 240.6677 | 0 | 0 | 382.6192 | 765.5423 | 758.5801 | 233.7055 | 6.9622 | 0 | 0 | 0 | 765.5423
|  |  | 9.2104 | 779.4802 | 770.2697 | 245.0494 | 0 | 0 | 382.6192 | 779.4802 | 770.2697 | 235.839 | 9.2104 | 0 | 0 | 0 | 779.4802
|  |  | 12.2202 | 735.2634 | 723.0432 | 231.1488 | 0 | 0 | 382.6192 | 735.2634 | 723.0432 | 200.7892 | 12.2202 | 18.1394 | 0 | 16.3254 | 735.2634
|  |  | 15.3949 | 629.9283 | 614.5333 | 198.034 | 0 | 0 | 382.6192 | 629.9283 | 614.5333 | 0 | 15.3949 | 182.639 | 0 | 180.7006 | 629.9283
|  |  | 18.6761 | 471.8054 | 453.1293 | 148.324 | 0 | 0 | 382.6192 | 471.8054 | 453.1293 | 0 | 18.6761 | 129.6479 | 0 | 297.3837 | 471.8054
|  |  | 22.1391 | 282.4424 | 260.3033 | 88.793 | 0 | 0 | 382.6192 | 282.4424 | 260.3033 | 0 | 22.1391 | 66.6538 | 0 | 357.3721 | 282.4424
|  |  | 26.0591 | 84.1079 | 58.0488 | 26.4415 | 0 | 0 | 382.6192 | 84.1079 | 58.0488 | 0 | 26.0591 | 0.38233 | 0 | 357.7162 | 84.1079
|  |  | 29.8278 | 1.3617 | -28.4661 | 0.4281 | 0 | 28.4661 | 350.9903 | 1.3617 | 0 | 0 | 0.4281 | 0 | 29.3997 | 325.0499 | 1.3617
|  |  | 32.3465 | 0 | -32.3465 | 0 | 0 | 32.3465 | 315.0497 | 0 | 0 | 0 | 0 | 0 | 32.3465 | 289.1094 | 0
|  |  | 33.6507 | 0 | -33.6507 | 0 | 0 | 33.6507 | 277.6601 | 0 | 0 | 0 | 0 | 0 | 33.6507 | 251.7197 | 0
|  |  | 34.0882 | 0 | -34.0882 | 0 | 0 | 34.0882 | 239.7843 | 0 | 0 | 0 | 0 | 0 | 34.0882 | 213.8439 | 0
|  |  | 33.501 | 0 | -33.501 | 0 | 0 | 33.501 | 202.561 | 0 | 0 | 0 | 0 | 0 | 33.501 | 176.6206 | 0
|  |  | 32.1465 | 0 | -32.1465 | 0 | 0 | 32.1465 | 166.8427 | 0 | 0 | 0 | 0 | 0 | 32.1465 | 140.9023 | 0
|  |  | 24.0861 | 0 | -24.0861 | 0 | 0 | 24.0861 | 140.0803 | 0 | 0 | 0 | 0 | 0 | 24.0861 | 114.14 | 0
|  |  | 22.6294 | 0 | -22.6294 | 0 | 0 | 22.6294 | 114.9366 | 0 | 0 | 0 | 0 | 0 | 22.6294 | 88.9962 | 0
|  |  | 20.8758 | 0 | -20.8758 | 0 | 0 | 20.8758 | 91.7413 | 0 | 0 | 0 | 0 | 0 | 20.8758 | 65.8009 | 0
|  |  | 18.9345 | 0 | -18.9345 | 0 | 0 | 18.9345 | 70.7029 | 0 | 0 | 0 | 0 | 0 | 18.9345 | 44.7625 | 0
|  |  | 15.4144 | 0 | -15.4144 | 0 | 0 | 15.4144 | 53.5758 | 0 | 0 | 0 | 0 | 0 | 15.4144 | 27.6354 | 0
|  |  | 11.7376 | 0 | -11.7376 | 0 | 0 | 11.7376 | 40.534 | 0 | 0 | 0 | 0 | 0 | 11.7376 | 14.5936 | 0
|  |  | 16.1057 | 9.4521 | -6.6536 | 2.9715 | 0 | 6.6536 | 33.1411 | 9.4521 | 0 | 0 | 2.9715 | 0 | 13.1342 | 0 | 9.4521
|  |  | 19.9504 | 105.0948 | 85.1445 | 33.0392 | 85.1445 | 0 | 109.7711 | 19.9504 | 0 | 0 | 19.9504 | 0 | 0 | 0 | 19.9504
|  |  | 26.3005 | 201.9391 | 175.6386 | 63.4847 | 175.6386 | 0 | 267.8458 | 26.3005 | 0 | 15.7609 | 26.3005 | 34.5122 | 0 | 31.0609 | 26.3005
|  |  | 31.0713 | 292.9359 | 261.8646 | 92.0918 | 127.526 | 0 | 382.6192 | 165.4098 | 134.3386 | 0 | 31.0713 | 61.0206 | 0 | 85.9794 | 165.4098
|  |  | 33.2435 | 342.7598 | 309.5163 | 107.7553 | 0 | 0 | 382.6192 | 342.7598 | 309.5163 | 0 | 33.2435 | 74.5117 | 0 | 153.04 | 342.7598
|  |  | 33.9264 | 373.7596 | 339.8331 | 117.5008 | 0 | 0 | 382.6192 | 373.7596 | 339.8331 | 0 | 33.9264 | 83.5744 | 0 | 228.2569 | 373.7596
|  |  | 35.3688 | 410.0461 | 374.6774 | 128.9084 | 0 | 0 | 382.6192 | 410.0461 | 374.6774 | 0 | 35.3688 | 93.5397 | 0 | 312.4426 | 410.0461
|  |  | 34.1685 | 395.6276 | 361.4591 | 124.3756 | 0 | 0 | 382.6192 | 395.6276 | 361.4591 | 0 | 34.1685 | 90.2071 | 0 | 393.629 | 395.6276
|  |  | 35.1159 | 337.7133 | 302.5974 | 106.1688 | 0 | 0 | 382.6192 | 337.7133 | 302.5974 | 0 | 35.1159 | 71.0529 | 0 | 457.5766 | 337.7133
|  |  | 40.4938 | 265.3004 | 224.8066 | 83.4039 | 0 | 0 | 382.6192 | 265.3004 | 224.8066 | 0 | 40.4938 | 42.9101 | 0 | 496.1956 | 265.3004
|  |  | 46.2897 | 168.0556 | 121.766 | 52.8326 | 0 | 0 | 382.6192 | 168.0556 | 121.766 | 0 | 46.2897 | 6.5429 | 0 | 502.0842 | 168.0556
|  |  | 46.7678 | 68.6481 | 21.8803 | 21.5813 | 0 | 0 | 382.6192 | 68.6481 | 21.8803 | 0 | 21.5813 | 0 | 25.1865 | 474.0992 | 68.6481
|  |  | 41.1187 | 1.4419 | -39.6768 | 0.45328 | 0 | 39.6768 | 338.5339 | 1.4419 | 0 | 0 | 0.45328 | 0 | 40.6654 | 428.9155 | 1.4419
|  |  | 30.6708 | 0 | -30.6708 | 0 | 0 | 30.6708 | 304.4553 | 0 | 0 | 0 | 0 | 0 | 30.6708 | 394.8369 | 0
|  |  | 23.3615 | 0 | -23.3615 | 0 | 0 | 23.3615 | 278.498 | 0 | 0 | 0 | 0 | 0 | 23.3615 | 368.8796 | 0
|  |  | 23.6941 | 0 | -23.6941 | 0 | 0 | 23.6941 | 252.1712 | 0 | 0 | 0 | 0 | 0 | 23.6941 | 342.5528 | 0
|  |  | 24.2768 | 0 | -24.2768 | 0 | 0 | 24.2768 | 225.1969 | 0 | 0 | 0 | 0 | 0 | 24.2768 | 315.5785 | 0
|  |  | 24.5562 | 0 | -24.5562 | 0 | 0 | 24.5562 | 197.9123 | 0 | 0 | 0 | 0 | 0 | 24.5562 | 288.2939 | 0
|  |  | 24.0861 | 0 | -24.0861 | 0 | 0 | 24.0861 | 171.15 | 0 | 0 | 0 | 0 | 0 | 24.0861 | 261.5316 | 0
|  |  | 22.6294 | 0 | -22.6294 | 0 | 0 | 22.6294 | 146.0062 | 0 | 0 | 0 | 0 | 0 | 22.6294 | 236.3878 | 0
|  |  | 20.8758 | 0 | -20.8758 | 0 | 0 | 20.8758 | 122.8109 | 0 | 0 | 0 | 0 | 0 | 20.8758 | 213.1925 | 0
|  |  | 18.9345 | 0 | -18.9345 | 0 | 0 | 18.9345 | 101.7726 | 0 | 0 | 0 | 0 | 0 | 18.9345 | 192.1542 | 0
|  |  | 15.4144 | 0 | -15.4144 | 0 | 0 | 15.4144 | 84.6454 | 0 | 0 | 0 | 0 | 0 | 15.4144 | 175.027 | 0
|  |  | 11.7376 | 0 | -11.7376 | 0 | 0 | 11.7376 | 71.6036 | 0 | 0 | 0 | 0 | 0 | 11.7376 | 161.9852 | 0
|  |  | 16.1057 | 3.7648 | -12.3409 | 1.1836 | 0 | 12.3409 | 57.8915 | 3.7648 | 0 | 0 | 1.1836 | 0 | 14.9222 | 145.405 | 3.7648
|  |  | 19.9504 | 69.7695 | 49.8191 | 21.9338 | 49.8191 | 0 | 102.7287 | 19.9504 | 0 | 0 | 19.9504 | 1.9834 | 0 | 147.1901 | 19.9504
|  |  | 26.3005 | 152.0351 | 125.7346 | 47.7961 | 125.7346 | 0 | 215.8898 | 26.3005 | 0 | 0 | 26.3005 | 21.4956 | 0 | 166.5361 | 26.3005
|  |  | 31.0713 | 248.9594 | 217.8882 | 78.2667 | 185.2549 | 0 | 382.6192 | 63.7045 | 32.6332 | 0 | 31.0713 | 47.1954 | 0 | 209.012 | 63.7045
|  |  | 33.2435 | 345.7236 | 312.4801 | 108.687 | 0 | 0 | 382.6192 | 345.7236 | 312.4801 | 0 | 33.2435 | 75.4435 | 0 | 276.9112 | 345.7236
|  |  | 33.9264 | 299.5043 | 265.5779 | 94.1568 | 0 | 0 | 382.6192 | 299.5043 | 265.5779 | 0 | 33.9264 | 60.2304 | 0 | 331.1185 | 299.5043
|  |  | 35.3688 | 295.4191 | 260.0503 | 92.8725 | 0 | 0 | 382.6192 | 295.4191 | 260.0503 | 0 | 35.3688 | 57.5037 | 0 | 382.8718 | 295.4191
|  |  | 34.1685 | 207.5463 | 173.3778 | 65.2475 | 0 | 0 | 382.6192 | 207.5463 | 173.3778 | 0 | 34.1685 | 31.0789 | 0 | 410.8428 | 207.5463
|  |  | 35.1159 | 127.7639 | 92.648 | 40.1658 | 0 | 0 | 382.6192 | 127.7639 | 92.648 | 0 | 35.1159 | 5.0499 | 0 | 415.3878 | 127.7639
|  |  | 40.4938 | 94.7616 | 54.2678 | 29.7907 | 0 | 0 | 382.6192 | 94.7616 | 54.2678 | 0 | 29.7907 | 0 | 10.7031 | 403.4954 | 94.7616
|  |  | 46.2897 | 49.1831 | 2.8934 | 15.462 | 0 | 0 | 382.6192 | 49.1831 | 2.8934 | 0 | 15.462 | 0 | 30.8277 | 369.2424 | 49.1831
|  |  | 46.7678 | 25.7931 | -20.9747 | 8.1087 | 0 | 20.9747 | 359.314 | 25.7931 | 0 | 0 | 8.1087 | 0 | 38.6591 | 326.2879 | 25.7931
|  |  | 41.1187 | 0.88113 | -40.2376 | 0.27701 | 0 | 40.2376 | 314.6057 | 0.88113 | 0 | 0 | 0.27701 | 0 | 40.8417 | 280.9083 | 0.88113
|  |  | 30.6708 | 0 | -30.6708 | 0 | 0 | 30.6708 | 280.527 | 0 | 0 | 0 | 0 | 0 | 30.6708 | 246.8297 | 0
|  |  | 23.3615 | 0 | -23.3615 | 0 | 0 | 23.3615 | 254.5698 | 0 | 0 | 0 | 0 | 0 | 23.3615 | 220.8724 | 0
|  |  | 23.6941 | 0 | -23.6941 | 0 | 0 | 23.6941 | 228.243 | 0 | 0 | 0 | 0 | 0 | 23.6941 | 194.5456 | 0
|  |  | 24.2768 | 0 | -24.2768 | 0 | 0 | 24.2768 | 201.2687 | 0 | 0 | 0 | 0 | 0 | 24.2768 | 167.5713 | 0
|  |  | 24.5562 | 0 | -24.5562 | 0 | 0 | 24.5562 | 173.9841 | 0 | 0 | 0 | 0 | 0 | 24.5562 | 140.2867 | 0
|  |  | 24.0861 | 0 | -24.0861 | 0 | 0 | 24.0861 | 147.2218 | 0 | 0 | 0 | 0 | 0 | 24.0861 | 113.5244 | 0
|  |  | 22.6294 | 0 | -22.6294 | 0 | 0 | 22.6294 | 122.078 | 0 | 0 | 0 | 0 | 0 | 22.6294 | 88.3806 | 0
|  |  | 20.8758 | 0 | -20.8758 | 0 | 0 | 20.8758 | 98.8827 | 0 | 0 | 0 | 0 | 0 | 20.8758 | 65.1853 | 0
|  |  | 18.9345 | 0 | -18.9345 | 0 | 0 | 18.9345 | 77.8444 | 0 | 0 | 0 | 0 | 0 | 18.9345 | 44.147 | 0
|  |  | 15.4144 | 0 | -15.4144 | 0 | 0 | 15.4144 | 60.7172 | 0 | 0 | 0 | 0 | 0 | 15.4144 | 27.0198 | 0
|  |  | 11.7376 | 0 | -11.7376 | 0 | 0 | 11.7376 | 47.6754 | 0 | 0 | 0 | 0 | 0 | 11.7376 | 13.978 | 0
|  |  | 16.1057 | 11.2144 | -4.8914 | 3.5255 | 0 | 4.8914 | 42.2406 | 11.2144 | 0 | 0 | 3.5255 | 0 | 12.5802 | 0 | 11.2144
|  |  | 19.9504 | 147.7095 | 127.7592 | 46.4362 | 127.7592 | 0 | 157.2238 | 19.9504 | 0 | 26.4859 | 19.9504 | 0 | 0 | 0 | 19.9504
|  |  | 26.3005 | 319.1295 | 292.829 | 100.3265 | 250.4394 | 0 | 382.6192 | 68.6901 | 42.3896 | 74.0259 | 26.3005 | 0 | 0 | 0 | 68.6901
|  |  | 31.0713 | 487.2652 | 456.1939 | 153.1842 | 0 | 0 | 382.6192 | 487.2652 | 456.1939 | 122.1129 | 31.0713 | 0 | 0 | 0 | 487.2652
|  |  | 33.2435 | 612.2256 | 578.982 | 192.4687 | 0 | 0 | 382.6192 | 612.2256 | 578.982 | 159.2251 | 33.2435 | 0 | 0 | 0 | 612.2256
|  |  | 33.9264 | 683.8374 | 649.911 | 214.9817 | 0 | 0 | 382.6192 | 683.8374 | 649.911 | 181.0553 | 33.9264 | 0 | 0 | 0 | 683.8374
|  |  | 35.3688 | 704.9846 | 669.6158 | 221.6298 | 0 | 0 | 382.6192 | 704.9846 | 669.6158 | 186.261 | 35.3688 | 0 | 0 | 0 | 704.9846
|  |  | 34.1685 | 671.2613 | 637.0928 | 211.0281 | 0 | 0 | 382.6192 | 671.2613 | 637.0928 | 73.2159 | 34.1685 | 103.6436 | 0 | 93.2792 | 671.2613
|  |  | 35.1159 | 582.988 | 547.8721 | 183.2771 | 0 | 0 | 382.6192 | 582.988 | 547.8721 | 0 | 35.1159 | 148.1612 | 0 | 226.6243 | 582.988
|  |  | 40.4938 | 442.8082 | 402.3143 | 139.208 | 0 | 0 | 382.6192 | 442.8082 | 402.3143 | 0 | 40.4938 | 98.7142 | 0 | 315.4671 | 442.8082
|  |  | 46.2897 | 266.1014 | 219.8118 | 83.6558 | 0 | 0 | 382.6192 | 266.1014 | 219.8118 | 0 | 46.2897 | 37.3661 | 0 | 349.0965 | 266.1014
|  |  | 46.7678 | 81.7849 | 35.0172 | 25.7112 | 0 | 0 | 382.6192 | 81.7849 | 35.0172 | 0 | 25.7112 | 0 | 21.0566 | 325.7003 | 81.7849
|  |  | 41.1187 | 2.4832 | -38.6355 | 0.78065 | 0 | 38.6355 | 339.6909 | 2.4832 | 0 | 0 | 0.78065 | 0 | 40.338 | 280.8803 | 2.4832
|  |  | 30.6708 | 0 | -30.6708 | 0 | 0 | 30.6708 | 305.6123 | 0 | 0 | 0 | 0 | 0 | 30.6708 | 246.8017 | 0
|  |  | 23.3615 | 0 | -23.3615 | 0 | 0 | 23.3615 | 279.655 | 0 | 0 | 0 | 0 | 0 | 23.3615 | 220.8444 | 0
|  |  | 23.6941 | 0 | -23.6941 | 0 | 0 | 23.6941 | 253.3282 | 0 | 0 | 0 | 0 | 0 | 23.6941 | 194.5176 | 0
|  |  | 24.2768 | 0 | -24.2768 | 0 | 0 | 24.2768 | 226.354 | 0 | 0 | 0 | 0 | 0 | 24.2768 | 167.5433 | 0
|  |  | 24.5562 | 0 | -24.5562 | 0 | 0 | 24.5562 | 199.0693 | 0 | 0 | 0 | 0 | 0 | 24.5562 | 140.2587 | 0
|  |  | 24.0861 | 0 | -24.0861 | 0 | 0 | 24.0861 | 172.307 | 0 | 0 | 0 | 0 | 0 | 24.0861 | 113.4964 | 0
|  |  | 22.6294 | 0 | -22.6294 | 0 | 0 | 22.6294 | 147.1633 | 0 | 0 | 0 | 0 | 0 | 22.6294 | 88.3526 | 0
|  |  | 20.8758 | 0 | -20.8758 | 0 | 0 | 20.8758 | 123.968 | 0 | 0 | 0 | 0 | 0 | 20.8758 | 65.1573 | 0
|  |  | 18.9345 | 0 | -18.9345 | 0 | 0 | 18.9345 | 102.9296 | 0 | 0 | 0 | 0 | 0 | 18.9345 | 44.119 | 0
|  |  | 15.4144 | 0 | -15.4144 | 0 | 0 | 15.4144 | 85.8025 | 0 | 0 | 0 | 0 | 0 | 15.4144 | 26.9919 | 0
|  |  | 11.7376 | 0 | -11.7376 | 0 | 0 | 11.7376 | 72.7607 | 0 | 0 | 0 | 0 | 0 | 11.7376 | 13.95 | 0
|  |  | 16.1057 | 11.2945 | -4.8113 | 3.5507 | 0 | 4.8113 | 67.4148 | 11.2945 | 0 | 0 | 3.5507 | 0 | 12.555 | -2.7767e-15 | 11.2945
|  |  | 19.9504 | 157.5622 | 137.6118 | 49.5337 | 137.6118 | 0 | 191.2654 | 19.9504 | 0 | 29.5833 | 19.9504 | 0 | -2.499e-15 | 0 | 19.9504
|  |  | 26.3005 | 328.1811 | 301.8806 | 103.1721 | 212.6153 | 0 | 382.6192 | 115.5657 | 89.2652 | 76.8715 | 26.3005 | 0 | 0 | 0 | 115.5657
|  |  | 31.0713 | 497.7587 | 466.6874 | 156.4831 | 0 | 0 | 382.6192 | 497.7587 | 466.6874 | 125.4118 | 31.0713 | 0 | 0 | 0 | 497.7587
|  |  | 33.2435 | 626.5639 | 593.3204 | 196.9763 | 0 | 0 | 382.6192 | 626.5639 | 593.3204 | 163.7328 | 33.2435 | 0 | 0 | 0 | 626.5639
|  |  | 33.9264 | 703.0621 | 669.1357 | 221.0254 | 0 | 0 | 382.6192 | 703.0621 | 669.1357 | 187.099 | 33.9264 | 0 | 0 | 0 | 703.0621
|  |  | 35.3688 | 721.646 | 686.2772 | 226.8678 | 0 | 0 | 382.6192 | 721.646 | 686.2772 | 191.499 | 35.3688 | 0 | 0 | 0 | 721.646
|  |  | 34.1685 | 685.6798 | 651.5113 | 215.5609 | 0 | 0 | 382.6192 | 685.6798 | 651.5113 | 86.3841 | 34.1685 | 95.0082 | 0 | 85.5074 | 685.6798
|  |  | 35.1159 | 593.7218 | 558.6059 | 186.6515 | 0 | 0 | 382.6192 | 593.7218 | 558.6059 | 0 | 35.1159 | 151.5356 | 0 | 221.8895 | 593.7218
|  |  | 40.4938 | 450.1776 | 409.6838 | 141.5248 | 0 | 0 | 382.6192 | 450.1776 | 409.6838 | 0 | 40.4938 | 101.0309 | 0 | 312.8173 | 450.1776
|  |  | 46.2897 | 271.7086 | 225.419 | 85.4185 | 0 | 0 | 382.6192 | 271.7086 | 225.419 | 0 | 46.2897 | 39.1288 | 0 | 348.0333 | 271.7086
|  |  | 46.7678 | 84.188 | 37.4203 | 26.4666 | 0 | 0 | 382.6192 | 84.188 | 37.4203 | 0 | 26.4666 | 0 | 20.3011 | 325.4765 | 84.188
|  |  | 41.1187 | 2.4832 | -38.6355 | 0.78065 | 0 | 38.6355 | 339.6909 | 2.4832 | 0 | 0 | 0.78065 | 0 | 40.338 | 280.6565 | 2.4832
|  |  | 30.6708 | 0 | -30.6708 | 0 | 0 | 30.6708 | 305.6123 | 0 | 0 | 0 | 0 | 0 | 30.6708 | 246.5778 | 0
|  |  | 23.3615 | 0 | -23.3615 | 0 | 0 | 23.3615 | 279.655 | 0 | 0 | 0 | 0 | 0 | 23.3615 | 220.6206 | 0
|  |  | 23.6941 | 0 | -23.6941 | 0 | 0 | 23.6941 | 253.3282 | 0 | 0 | 0 | 0 | 0 | 23.6941 | 194.2938 | 0
|  |  | 24.2768 | 0 | -24.2768 | 0 | 0 | 24.2768 | 226.354 | 0 | 0 | 0 | 0 | 0 | 24.2768 | 167.3195 | 0
|  |  | 24.5562 | 0 | -24.5562 | 0 | 0 | 24.5562 | 199.0693 | 0 | 0 | 0 | 0 | 0 | 24.5562 | 140.0349 | 0
|  |  | 24.0861 | 0 | -24.0861 | 0 | 0 | 24.0861 | 172.307 | 0 | 0 | 0 | 0 | 0 | 24.0861 | 113.2726 | 0
|  |  | 22.6294 | 0 | -22.6294 | 0 | 0 | 22.6294 | 147.1633 | 0 | 0 | 0 | 0 | 0 | 22.6294 | 88.1288 | 0
|  |  | 20.8758 | 0 | -20.8758 | 0 | 0 | 20.8758 | 123.968 | 0 | 0 | 0 | 0 | 0 | 20.8758 | 64.9335 | 0
|  |  | 18.9345 | 0 | -18.9345 | 0 | 0 | 18.9345 | 102.9296 | 0 | 0 | 0 | 0 | 0 | 18.9345 | 43.8952 | 0
|  |  | 15.4144 | 0 | -15.4144 | 0 | 0 | 15.4144 | 85.8025 | 0 | 0 | 0 | 0 | 0 | 15.4144 | 26.768 | 0
|  |  | 11.7376 | 0 | -11.7376 | 0 | 0 | 11.7376 | 72.7607 | 0 | 0 | 0 | 0 | 0 | 11.7376 | 13.7262 | 0
|  |  | 16.1057 | 11.9353 | -4.1704 | 3.7522 | 0 | 4.1704 | 68.1268 | 11.9353 | 0 | 0 | 3.7522 | 0 | 12.3536 | 0 | 11.9353
|  |  | 19.9504 | 184.0762 | 164.1258 | 57.869 | 164.1258 | 0 | 215.8401 | 19.9504 | 0 | 37.9187 | 19.9504 | 0 | 0 | 0 | 19.9504
|  |  | 26.3005 | 392.1031 | 365.8026 | 123.2676 | 185.3102 | 0 | 382.6192 | 206.7929 | 180.4924 | 96.9671 | 26.3005 | 0 | 0 | 0 | 206.7929
|  |  | 31.0713 | 595.7244 | 564.6531 | 187.2811 | 0 | 0 | 382.6192 | 595.7244 | 564.6531 | 156.2098 | 31.0713 | 0 | 0 | 0 | 595.7244
|  |  | 33.2435 | 721.3255 | 688.082 | 226.767 | 0 | 0 | 382.6192 | 721.3255 | 688.082 | 193.5235 | 33.2435 | 0 | 0 | 0 | 721.3255
|  |  | 33.9264 | 528.2778 | 494.3514 | 166.0776 | 0 | 0 | 382.6192 | 528.2778 | 494.3514 | 95.8164 | 33.9264 | 36.3348 | 0 | 32.7013 | 528.2778
|  |  | 35.3688 | 508.6527 | 473.2839 | 159.9079 | 0 | 0 | 382.6192 | 508.6527 | 473.2839 | 0 | 35.3688 | 124.5391 | 0 | 144.7865 | 508.6527
|  |  | 34.1685 | 472.1258 | 437.9572 | 148.4247 | 0 | 0 | 382.6192 | 472.1258 | 437.9572 | 0 | 34.1685 | 114.2562 | 0 | 247.6171 | 472.1258
|  |  | 35.1159 | 391.5424 | 356.4265 | 123.0913 | 0 | 0 | 382.6192 | 391.5424 | 356.4265 | 0 | 35.1159 | 87.9754 | 0 | 326.795 | 391.5424
|  |  | 40.4938 | 280.6801 | 240.1863 | 88.2389 | 0 | 0 | 382.6192 | 280.6801 | 240.1863 | 0 | 40.4938 | 47.7451 | 0 | 369.7655 | 280.6801
|  |  | 46.2897 | 165.4923 | 119.2027 | 52.0267 | 0 | 0 | 382.6192 | 165.4923 | 119.2027 | 0 | 46.2897 | 5.7371 | 0 | 374.9289 | 165.4923
|  |  | 46.7678 | 68.7282 | 21.9604 | 21.6065 | 0 | 0 | 382.6192 | 68.7282 | 21.9604 | 0 | 21.6065 | 0 | 25.1613 | 346.9719 | 68.7282
|  |  | 41.1187 | 1.4419 | -39.6768 | 0.45328 | 0 | 39.6768 | 338.5339 | 1.4419 | 0 | 0 | 0.45328 | 0 | 40.6654 | 301.7881 | 1.4419
|  |  | 30.6708 | 0 | -30.6708 | 0 | 0 | 30.6708 | 304.4553 | 0 | 0 | 0 | 0 | 0 | 30.6708 | 267.7095 | 0
|  |  | 23.3615 | 0 | -23.3615 | 0 | 0 | 23.3615 | 278.498 | 0 | 0 | 0 | 0 | 0 | 23.3615 | 241.7522 | 0
|  |  | 23.6941 | 0 | -23.6941 | 0 | 0 | 23.6941 | 252.1712 | 0 | 0 | 0 | 0 | 0 | 23.6941 | 215.4254 | 0
|  |  | 24.2768 | 0 | -24.2768 | 0 | 0 | 24.2768 | 225.1969 | 0 | 0 | 0 | 0 | 0 | 24.2768 | 188.4511 | 0
|  |  | 24.5562 | 0 | -24.5562 | 0 | 0 | 24.5562 | 197.9123 | 0 | 0 | 0 | 0 | 0 | 24.5562 | 161.1665 | 0
|  |  | 30.2465 | 0 | -30.2465 | 0 | 0 | 30.2465 | 164.3051 | 0 | 0 | 0 | 0 | 0 | 30.2465 | 127.5593 | 0
|  |  | 28.1491 | 0 | -28.1491 | 0 | 0 | 28.1491 | 133.0283 | 0 | 0 | 0 | 0 | 0 | 28.1491 | 96.2825 | 0
|  |  | 25.2107 | 0 | -25.2107 | 0 | 0 | 25.2107 | 105.0164 | 0 | 0 | 0 | 0 | 0 | 25.2107 | 68.2707 | 0
|  |  | 21.4417 | 0 | -21.4417 | 0 | 0 | 21.4417 | 81.1924 | 0 | 0 | 0 | 0 | 0 | 21.4417 | 44.4466 | 0
|  |  | 17.5188 | 0 | -17.5188 | 0 | 0 | 17.5188 | 61.727 | 0 | 0 | 0 | 0 | 0 | 17.5188 | 24.9812 | 0
|  |  | 14.3414 | 0 | -14.3414 | 0 | 0 | 14.3414 | 45.7922 | 0 | 0 | 0 | 0 | 0 | 14.3414 | 9.0464 | 0
|  |  | 11.6673 | 11.2144 | -0.45287 | 3.5255 | 0 | 0.45287 | 45.289 | 11.2144 | 0 | 0 | 3.5255 | 0 | 8.1417 | 0 | 11.2144
|  |  | 9.167 | 125.6813 | 116.5143 | 39.5111 | 116.5143 | 0 | 150.1518 | 9.167 | 0 | 14.0155 | 9.167 | 16.3287 | 0 | 14.6958 | 9.167
|  |  | 7.1962 | 282.0419 | 274.8457 | 88.667 | 258.2971 | 0 | 382.6192 | 23.7448 | 16.5485 | 88.667 | 0 | 0 | 7.1962 | 6.7 | 23.7448
|  |  | 6.03 | 425.6662 | 419.6362 | 133.819 | 0 | 0 | 382.6192 | 425.6662 | 419.6362 | 133.819 | 0 | 0 | 6.03 | 0 | 425.6662
|  |  | 6.0645 | 528.2778 | 522.2134 | 166.0776 | 0 | 0 | 382.6192 | 528.2778 | 522.2134 | 160.0131 | 6.0645 | 0 | 0 | 0 | 528.2778
|  |  | 6.9622 | 588.435 | 581.4728 | 184.9895 | 0 | 0 | 382.6192 | 588.435 | 581.4728 | 178.0273 | 6.9622 | 0 | 0 | 0 | 588.435
|  |  | 9.2104 | 619.3547 | 610.1443 | 194.7099 | 0 | 0 | 382.6192 | 619.3547 | 610.1443 | 185.4995 | 9.2104 | 0 | 0 | 0 | 619.3547
|  |  | 12.2202 | 580.8253 | 568.605 | 182.5972 | 0 | 0 | 382.6192 | 580.8253 | 568.605 | 52.3521 | 12.2202 | 118.0249 | 0 | 106.2224 | 580.8253
|  |  | 15.3949 | 522.8308 | 507.4359 | 164.3652 | 0 | 0 | 382.6192 | 522.8308 | 507.4359 | 0 | 15.3949 | 148.9702 | 0 | 240.2956 | 522.8308
|  |  | 18.6761 | 388.8189 | 370.1428 | 122.2351 | 0 | 0 | 382.6192 | 388.8189 | 370.1428 | 0 | 18.6761 | 103.559 | 0 | 333.4987 | 388.8189
|  |  | 22.1391 | 234.5409 | 212.4018 | 73.7339 | 0 | 0 | 382.6192 | 234.5409 | 212.4018 | 0 | 22.1391 | 51.5948 | 0 | 379.934 | 234.5409
|  |  | 26.0591 | 76.0976 | 50.0385 | 23.9232 | 0 | 0 | 382.6192 | 76.0976 | 50.0385 | 0 | 23.9232 | 0 | 2.1359 | 377.5608 | 76.0976
|  |  | 29.8278 | 2.5633 | -27.2645 | 0.80584 | 0 | 27.2645 | 352.3253 | 2.5633 | 0 | 0 | 0.80584 | 0 | 29.022 | 345.3141 | 2.5633
|  |  | 32.3465 | 0 | -32.3465 | 0 | 0 | 32.3465 | 316.3848 | 0 | 0 | 0 | 0 | 0 | 32.3465 | 309.3736 | 0
|  |  | 33.6507 | 0 | -33.6507 | 0 | 0 | 33.6507 | 278.9951 | 0 | 0 | 0 | 0 | 0 | 33.6507 | 271.9839 | 0
|  |  | 34.0882 | 0 | -34.0882 | 0 | 0 | 34.0882 | 241.1193 | 0 | 0 | 0 | 0 | 0 | 34.0882 | 234.1082 | 0
|  |  | 33.501 | 0 | -33.501 | 0 | 0 | 33.501 | 203.896 | 0 | 0 | 0 | 0 | 0 | 33.501 | 196.8849 | 0
|  |  | 32.1465 | 0 | -32.1465 | 0 | 0 | 32.1465 | 168.1777 | 0 | 0 | 0 | 0 | 0 | 32.1465 | 161.1665 | 0
|  |  | 30.2465 | 0 | -30.2465 | 0 | 0 | 30.2465 | 134.5705 | 0 | 0 | 0 | 0 | 0 | 30.2465 | 127.5593 | 0
|  |  | 28.1491 | 0 | -28.1491 | 0 | 0 | 28.1491 | 103.2937 | 0 | 0 | 0 | 0 | 0 | 28.1491 | 96.2825 | 0
|  |  | 25.2107 | 0 | -25.2107 | 0 | 0 | 25.2107 | 75.2818 | 0 | 0 | 0 | 0 | 0 | 25.2107 | 68.2707 | 0
|  |  | 21.4417 | 0 | -21.4417 | 0 | 0 | 21.4417 | 51.4578 | 0 | 0 | 0 | 0 | 0 | 21.4417 | 44.4466 | 0
|  |  | 17.5188 | 0 | -17.5188 | 0 | 0 | 17.5188 | 31.9924 | 0 | 0 | 0 | 0 | 0 | 17.5188 | 24.9812 | 0
|  |  | 14.3414 | 0 | -14.3414 | 0 | 0 | 14.3414 | 16.0576 | 0 | 0 | 0 | 0 | 0 | 14.3414 | 9.0464 | 0
|  |  | 11.6673 | 11.2144 | -0.45287 | 3.5255 | 0 | 0.45287 | 15.5544 | 11.2144 | 0 | 0 | 3.5255 | 0 | 8.1417 | -2.7498e-15 | 11.2144
|  |  | 9.167 | 151.3142 | 142.1472 | 47.5695 | 142.1472 | 0 | 143.4868 | 9.167 | 0 | 38.4025 | 9.167 | 0 | -2.4748e-15 | 0 | 9.167
|  |  | 7.1962 | 316.1657 | 308.9695 | 99.3947 | 265.7027 | 0 | 382.6192 | 50.463 | 43.2668 | 92.1985 | 7.1962 | 0 | 0 | 0 | 50.463
|  |  | 6.03 | 482.7795 | 476.7495 | 151.774 | 0 | 0 | 382.6192 | 482.7795 | 476.7495 | 145.744 | 6.03 | 0 | 0 | 0 | 482.7795
|  |  | 6.0645 | 609.422 | 603.3575 | 191.5873 | 0 | 0 | 382.6192 | 609.422 | 603.3575 | 185.5228 | 6.0645 | 0 | 0 | 0 | 609.422
|  |  | 6.9622 | 682.4757 | 675.5135 | 214.5536 | 0 | 0 | 382.6192 | 682.4757 | 675.5135 | 207.5914 | 6.9622 | 0 | 0 | 0 | 682.4757
|  |  | 9.2104 | 702.5815 | 693.3711 | 220.8744 | 0 | 0 | 382.6192 | 702.5815 | 693.3711 | 211.6639 | 9.2104 | 0 | 0 | 0 | 702.5815
|  |  | 12.2202 | 666.375 | 654.1548 | 209.4919 | 0 | 0 | 382.6192 | 666.375 | 654.1548 | 148.5513 | 12.2202 | 48.7204 | 0 | 43.8483 | 666.375
|  |  | 15.3949 | 579.3033 | 563.9084 | 182.1187 | 0 | 0 | 382.6192 | 579.3033 | 563.9084 | 0 | 15.3949 | 166.7238 | 0 | 193.8998 | 579.3033
|  |  | 18.6761 | 439.3638 | 420.6877 | 138.1252 | 0 | 0 | 382.6192 | 439.3638 | 420.6877 | 0 | 18.6761 | 119.4491 | 0 | 301.4039 | 439.3638
|  |  | 22.1391 | 265.1402 | 243.0011 | 83.3536 | 0 | 0 | 382.6192 | 265.1402 | 243.0011 | 0 | 22.1391 | 61.2144 | 0 | 356.4969 | 265.1402
|  |  | 26.0591 | 83.1467 | 57.0876 | 26.1393 | 0 | 0 | 382.6192 | 83.1467 | 57.0876 | 0 | 26.0591 | 0.080147 | 0 | 356.5691 | 83.1467
|  |  | 29.8278 | 2.8036 | -27.0242 | 0.88138 | 0 | 27.0242 | 352.5923 | 2.8036 | 0 | 0 | 0.88138 | 0 | 28.9464 | 324.4063 | 2.8036
|  |  | 32.3465 | 0 | -32.3465 | 0 | 0 | 32.3465 | 316.6518 | 0 | 0 | 0 | 0 | 0 | 32.3465 | 288.4658 | 0
|  |  | 33.6507 | 0 | -33.6507 | 0 | 0 | 33.6507 | 279.2621 | 0 | 0 | 0 | 0 | 0 | 33.6507 | 251.0761 | 0
|  |  | 34.0882 | 0 | -34.0882 | 0 | 0 | 34.0882 | 241.3863 | 0 | 0 | 0 | 0 | 0 | 34.0882 | 213.2004 | 0
|  |  | 33.501 | 0 | -33.501 | 0 | 0 | 33.501 | 204.163 | 0 | 0 | 0 | 0 | 0 | 33.501 | 175.9771 | 0
|  |  | 32.1465 | 0 | -32.1465 | 0 | 0 | 32.1465 | 168.4447 | 0 | 0 | 0 | 0 | 0 | 32.1465 | 140.2587 | 0
|  |  | 24.0861 | 0 | -24.0861 | 0 | 0 | 24.0861 | 141.6824 | 0 | 0 | 0 | 0 | 0 | 24.0861 | 113.4964 | 0
|  |  | 22.6294 | 0 | -22.6294 | 0 | 0 | 22.6294 | 116.5386 | 0 | 0 | 0 | 0 | 0 | 22.6294 | 88.3526 | 0
|  |  | 20.8758 | 0 | -20.8758 | 0 | 0 | 20.8758 | 93.3433 | 0 | 0 | 0 | 0 | 0 | 20.8758 | 65.1573 | 0
|  |  | 18.9345 | 0 | -18.9345 | 0 | 0 | 18.9345 | 72.305 | 0 | 0 | 0 | 0 | 0 | 18.9345 | 44.119 | 0
|  |  | 15.4144 | 0 | -15.4144 | 0 | 0 | 15.4144 | 55.1778 | 0 | 0 | 0 | 0 | 0 | 15.4144 | 26.9919 | 0
|  |  | 11.7376 | 0 | -11.7376 | 0 | 0 | 11.7376 | 42.136 | 0 | 0 | 0 | 0 | 0 | 11.7376 | 13.95 | 0
|  |  | 16.1057 | 11.2945 | -4.8113 | 3.5507 | 0 | 4.8113 | 36.7902 | 11.2945 | 0 | 0 | 3.5507 | 0 | 12.555 | 0 | 11.2945
|  |  | 19.9504 | 133.4512 | 113.5009 | 41.9538 | 113.5009 | 0 | 138.941 | 19.9504 | 0 | 22.0034 | 19.9504 | 0 | 0 | 0 | 19.9504
|  |  | 26.3005 | 289.7318 | 263.4312 | 91.0845 | 263.4312 | 0 | 376.0291 | 26.3005 | 0 | 64.784 | 26.3005 | 0 | 0 | 0 | 26.3005
|  |  | 31.0713 | 447.6944 | 416.6232 | 140.7441 | 7.3224 | 0 | 382.6192 | 440.372 | 409.3007 | 109.6728 | 31.0713 | 0 | 0 | 0 | 440.372
|  |  | 33.2435 | 564.4843 | 531.2408 | 177.46 | 0 | 0 | 382.6192 | 564.4843 | 531.2408 | 144.2165 | 33.2435 | 0 | 0 | 0 | 564.4843
|  |  | 33.9264 | 631.6104 | 597.684 | 198.5628 | 0 | 0 | 382.6192 | 631.6104 | 597.684 | 164.6364 | 33.9264 | 0 | 0 | 0 | 631.6104
|  |  | 35.3688 | 647.0703 | 611.7015 | 203.423 | 0 | 0 | 382.6192 | 647.0703 | 611.7015 | 168.0542 | 35.3688 | 0 | 0 | 0 | 647.0703
|  |  | 34.1685 | 619.0343 | 584.8657 | 194.6092 | 0 | 0 | 382.6192 | 619.0343 | 584.8657 | 19.9466 | 34.1685 | 140.4941 | 0 | 126.4447 | 619.0343
|  |  | 35.1159 | 533.1641 | 498.0482 | 167.6137 | 0 | 0 | 382.6192 | 533.1641 | 498.0482 | 0 | 35.1159 | 132.4978 | 0 | 245.6927 | 533.1641
|  |  | 40.4938 | 406.3614 | 365.8676 | 127.75 | 0 | 0 | 382.6192 | 406.3614 | 365.8676 | 0 | 40.4938 | 87.2562 | 0 | 324.2233 | 406.3614
|  |  | 46.2897 | 244.1533 | 197.8636 | 76.7558 | 0 | 0 | 382.6192 | 244.1533 | 197.8636 | 0 | 46.2897 | 30.4661 | 0 | 351.6428 | 244.1533
|  |  | 46.7678 | 74.015 | 27.2472 | 23.2685 | 0 | 0 | 382.6192 | 74.015 | 27.2472 | 0 | 23.2685 | 0 | 23.4993 | 325.5324 | 74.015
|  |  | 41.1187 | 2.9638 | -38.1549 | 0.93175 | 0 | 38.1549 | 340.2249 | 2.9638 | 0 | 0 | 0.93175 | 0 | 40.1869 | 280.8803 | 2.9638
|  |  | 30.6708 | 0 | -30.6708 | 0 | 0 | 30.6708 | 306.1463 | 0 | 0 | 0 | 0 | 0 | 30.6708 | 246.8017 | 0
|  |  | 23.3615 | 0 | -23.3615 | 0 | 0 | 23.3615 | 280.1891 | 0 | 0 | 0 | 0 | 0 | 23.3615 | 220.8444 | 0
|  |  | 23.6941 | 0 | -23.6941 | 0 | 0 | 23.6941 | 253.8623 | 0 | 0 | 0 | 0 | 0 | 23.6941 | 194.5176 | 0
|  |  | 24.2768 | 0 | -24.2768 | 0 | 0 | 24.2768 | 226.888 | 0 | 0 | 0 | 0 | 0 | 24.2768 | 167.5433 | 0
|  |  | 24.5562 | 0 | -24.5562 | 0 | 0 | 24.5562 | 199.6034 | 0 | 0 | 0 | 0 | 0 | 24.5562 | 140.2587 | 0
|  |  | 24.0861 | 0 | -24.0861 | 0 | 0 | 24.0861 | 172.841 | 0 | 0 | 0 | 0 | 0 | 24.0861 | 113.4964 | 0
|  |  | 22.6294 | 0 | -22.6294 | 0 | 0 | 22.6294 | 147.6973 | 0 | 0 | 0 | 0 | 0 | 22.6294 | 88.3526 | 0
|  |  | 20.8758 | 0 | -20.8758 | 0 | 0 | 20.8758 | 124.502 | 0 | 0 | 0 | 0 | 0 | 20.8758 | 65.1573 | 0
|  |  | 18.9345 | 0 | -18.9345 | 0 | 0 | 18.9345 | 103.4636 | 0 | 0 | 0 | 0 | 0 | 18.9345 | 44.119 | 0
|  |  | 15.4144 | 0 | -15.4144 | 0 | 0 | 15.4144 | 86.3365 | 0 | 0 | 0 | 0 | 0 | 15.4144 | 26.9919 | 0
|  |  | 11.7376 | 0 | -11.7376 | 0 | 0 | 11.7376 | 73.2947 | 0 | 0 | 0 | 0 | 0 | 11.7376 | 13.95 | 0
|  |  | 16.1057 | 11.2945 | -4.8113 | 3.5507 | 0 | 4.8113 | 67.9488 | 11.2945 | 0 | 0 | 3.5507 | 0 | 12.555 | 0 | 11.2945
|  |  | 19.9504 | 104.6142 | 84.6639 | 32.8881 | 84.6639 | 0 | 144.1463 | 19.9504 | 0 | 12.9378 | 19.9504 | 0 | 0 | 0 | 19.9504
|  |  | 26.3005 | 241.1094 | 214.8088 | 75.7989 | 214.8088 | 0 | 337.4743 | 26.3005 | 0 | 49.4983 | 26.3005 | 0 | 0 | 0 | 26.3005
|  |  | 31.0713 | 343.6409 | 312.5696 | 108.0323 | 50.1611 | 0 | 382.6192 | 293.4798 | 262.4086 | 76.961 | 31.0713 | 0 | 0 | 0 | 293.4798
|  |  | 33.2435 | 432.4749 | 399.2314 | 135.9595 | 0 | 0 | 382.6192 | 432.4749 | 399.2314 | 102.7159 | 33.2435 | 0 | 0 | 0 | 432.4749
|  |  | 33.9264 | 397.1496 | 363.2232 | 124.8541 | 0 | 0 | 382.6192 | 397.1496 | 363.2232 | 90.9276 | 33.9264 | 0 | 0 | 0 | 397.1496
|  |  | 35.3688 | 529.2391 | 493.8703 | 166.3798 | 0 | 0 | 382.6192 | 529.2391 | 493.8703 | 35.5135 | 35.3688 | 94.889 | 0 | 85.4001 | 529.2391
|  |  | 34.1685 | 484.4616 | 450.2931 | 152.3028 | 0 | 0 | 382.6192 | 484.4616 | 450.2931 | 0 | 34.1685 | 118.1343 | 0 | 191.721 | 484.4616
|  |  | 35.1159 | 406.6818 | 371.5659 | 127.8508 | 0 | 0 | 382.6192 | 406.6818 | 371.5659 | 0 | 35.1159 | 92.7349 | 0 | 275.1824 | 406.6818
|  |  | 40.4938 | 411.5681 | 371.0743 | 129.3869 | 0 | 0 | 382.6192 | 411.5681 | 371.0743 | 0 | 40.4938 | 88.8931 | 0 | 355.1861 | 411.5681
|  |  | 46.2897 | 251.3625 | 205.0729 | 79.0222 | 0 | 0 | 382.6192 | 251.3625 | 205.0729 | 0 | 46.2897 | 32.7325 | 0 | 384.6454 | 251.3625
|  |  | 46.7678 | 74.6558 | 27.888 | 23.4699 | 0 | 0 | 382.6192 | 74.6558 | 27.888 | 0 | 23.4699 | 0 | 23.2978 | 358.7589 | 74.6558
|  |  | 41.1187 | 6.248 | -34.8707 | 1.9642 | 0 | 34.8707 | 343.8741 | 6.248 | 0 | 0 | 1.9642 | 0 | 39.1545 | 315.254 | 6.248
|  |  | 30.6708 | 0 | -30.6708 | 0 | 0 | 30.6708 | 309.7954 | 0 | 0 | 0 | 0 | 0 | 30.6708 | 281.1753 | 0
|  |  | 23.3615 | 0 | -23.3615 | 0 | 0 | 23.3615 | 283.8382 | 0 | 0 | 0 | 0 | 0 | 23.3615 | 255.2181 | 0
|  |  | 23.6941 | 0 | -23.6941 | 0 | 0 | 23.6941 | 257.5114 | 0 | 0 | 0 | 0 | 0 | 23.6941 | 228.8913 | 0
|  |  | 24.2768 | 0 | -24.2768 | 0 | 0 | 24.2768 | 230.5371 | 0 | 0 | 0 | 0 | 0 | 24.2768 | 201.917 | 0
|  |  | 24.5562 | 0 | -24.5562 | 0 | 0 | 24.5562 | 203.2525 | 0 | 0 | 0 | 0 | 0 | 24.5562 | 174.6324 | 0
|  |  | 24.0861 | 0 | -24.0861 | 0 | 0 | 24.0861 | 176.4902 | 0 | 0 | 0 | 0 | 0 | 24.0861 | 147.8701 | 0
|  |  | 22.6294 | 0 | -22.6294 | 0 | 0 | 22.6294 | 151.3464 | 0 | 0 | 0 | 0 | 0 | 22.6294 | 122.7263 | 0
|  |  | 20.8758 | 0 | -20.8758 | 0 | 0 | 20.8758 | 128.1511 | 0 | 0 | 0 | 0 | 0 | 20.8758 | 99.531 | 0
|  |  | 18.9345 | 0 | -18.9345 | 0 | 0 | 18.9345 | 107.1128 | 0 | 0 | 0 | 0 | 0 | 18.9345 | 78.4927 | 0
|  |  | 15.4144 | 0 | -15.4144 | 0 | 0 | 15.4144 | 89.9856 | 0 | 0 | 0 | 0 | 0 | 15.4144 | 61.3655 | 0
|  |  | 11.7376 | 0 | -11.7376 | 0 | 0 | 11.7376 | 76.9438 | 0 | 0 | 0 | 0 | 0 | 11.7376 | 48.3237 | 0
|  |  | 16.1057 | 8.2506 | -7.8552 | 2.5938 | 0 | 7.8552 | 68.2158 | 8.2506 | 0 | 0 | 0 | 0 | 13.512 | 33.3104 | 8.2506
|  |  | 19.9504 | 46.9402 | 26.9899 | 14.7569 | 26.9899 | 0 | 92.5067 | 19.9504 | 0 | 0 | 14.7569 | 0 | 5.1935 | 27.5398 | 19.9504
|  |  | 26.3005 | 48.5423 | 22.2418 | 15.2605 | 22.2418 | 0 | 112.5243 | 26.3005 | 0 | 0 | 15.2605 | 0 | 11.04 | 15.2731 | 26.3005
|  |  | 31.0713 | 55.1107 | 24.0394 | 17.3255 | 24.0394 | 0 | 134.1598 | 31.0713 | 0 | 0 | 17.3255 | 0 | 13.7458 | 0 | 31.0713
|  |  | 33.2435 | 372.9585 | 339.715 | 117.249 | 276.0661 | 0 | 382.6192 | 96.8925 | 63.6489 | 84.0055 | 33.2435 | 0 | 0 | 0 | 96.8925
|  |  | 33.9264 | 452.9011 | 418.9747 | 142.381 | 0 | 0 | 382.6192 | 452.9011 | 418.9747 | 108.4546 | 33.9264 | 0 | 0 | 0 | 452.9011
|  |  | 35.3688 | 423.0228 | 387.654 | 132.988 | 0 | 0 | 382.6192 | 423.0228 | 387.654 | 30.2191 | 35.3688 | 67.4001 | 0 | 60.6601 | 423.0228
|  |  | 34.1685 | 511.3762 | 477.2076 | 160.7641 | 0 | 0 | 382.6192 | 511.3762 | 477.2076 | 0 | 34.1685 | 126.5956 | 0 | 174.5961 | 511.3762
|  |  | 35.1159 | 387.2168 | 352.1009 | 121.7315 | 0 | 0 | 382.6192 | 387.2168 | 352.1009 | 0 | 35.1159 | 86.6156 | 0 | 252.5501 | 387.2168
|  |  | 40.4938 | 372.0774 | 331.5836 | 116.972 | 0 | 0 | 382.6192 | 372.0774 | 331.5836 | 0 | 40.4938 | 76.4782 | 0 | 321.3804 | 372.0774
|  |  | 46.2897 | 248.9594 | 202.6698 | 78.2667 | 0 | 0 | 382.6192 | 248.9594 | 202.6698 | 0 | 46.2897 | 31.9771 | 0 | 350.1598 | 248.9594
|  |  | 46.7678 | 69.4491 | 22.6813 | 21.8331 | 0 | 0 | 382.6192 | 69.4491 | 22.6813 | 0 | 21.8331 | 0 | 24.9347 | 322.4546 | 69.4491
|  |  | 41.1187 | 4.2454 | -36.8732 | 1.3347 | 0 | 36.8732 | 341.649 | 4.2454 | 0 | 0 | 1.3347 | 0 | 39.784 | 278.2501 | 4.2454
|  |  | 30.6708 | 0 | -30.6708 | 0 | 0 | 30.6708 | 307.5704 | 0 | 0 | 0 | 0 | 0 | 30.6708 | 244.1715 | 0
|  |  | 23.3615 | 0 | -23.3615 | 0 | 0 | 23.3615 | 281.6131 | 0 | 0 | 0 | 0 | 0 | 23.3615 | 218.2143 | 0
|  |  | 23.6941 | 0 | -23.6941 | 0 | 0 | 23.6941 | 255.2863 | 0 | 0 | 0 | 0 | 0 | 23.6941 | 191.8875 | 0
|  |  | 24.2768 | 0 | -24.2768 | 0 | 0 | 24.2768 | 228.312 | 0 | 0 | 0 | 0 | 0 | 24.2768 | 164.9132 | 0
|  |  | 24.5562 | 0 | -24.5562 | 0 | 0 | 24.5562 | 201.0274 | 0 | 0 | 0 | 0 | 0 | 24.5562 | 137.6286 | 0
|  |  | 24.0861 | 0 | -24.0861 | 0 | 0 | 24.0861 | 174.2651 | 0 | 0 | 0 | 0 | 0 | 24.0861 | 110.8663 | 0
|  |  | 22.6294 | 0 | -22.6294 | 0 | 0 | 22.6294 | 149.1213 | 0 | 0 | 0 | 0 | 0 | 22.6294 | 85.7225 | 0
|  |  | 20.8758 | 0 | -20.8758 | 0 | 0 | 20.8758 | 125.926 | 0 | 0 | 0 | 0 | 0 | 20.8758 | 62.5272 | 0
|  |  | 18.9345 | 0 | -18.9345 | 0 | 0 | 18.9345 | 104.8877 | 0 | 0 | 0 | 0 | 0 | 18.9345 | 41.4888 | 0
|  |  | 15.4144 | 0 | -15.4144 | 0 | 0 | 15.4144 | 87.7605 | 0 | 0 | 0 | 0 | 0 | 15.4144 | 24.3617 | 0
|  |  | 11.7376 | 0 | -11.7376 | 0 | 0 | 11.7376 | 74.7187 | 0 | 0 | 0 | 0 | 0 | 11.7376 | 11.3199 | 0
|  |  | 16.1057 | 18.8242 | 2.7184 | 5.9179 | 2.7184 | 0 | 77.1653 | 16.1057 | 0 | 0 | 5.9179 | 0 | 10.1879 | 0 | 16.1057
|  |  | 19.9504 | 117.4307 | 97.4803 | 36.9173 | 97.4803 | 0 | 164.8976 | 19.9504 | 0 | 16.9669 | 19.9504 | 0 | 0 | 0 | 19.9504
|  |  | 26.3005 | 388.5786 | 362.2781 | 122.1596 | 241.913 | 0 | 382.6192 | 146.6656 | 120.3651 | 95.859 | 26.3005 | 0 | 0 | 0 | 146.6656
|  |  | 31.0713 | 513.5389 | 482.4676 | 161.444 | 0 | 0 | 382.6192 | 513.5389 | 482.4676 | 55.3836 | 31.0713 | 74.9891 | 0 | 67.4902 | 513.5389
|  |  | 33.2435 | 428.7101 | 395.4665 | 134.7759 | 0 | 0 | 382.6192 | 428.7101 | 395.4665 | 0 | 33.2435 | 101.5324 | 0 | 158.8693 | 428.7101
|  |  | 33.9264 | 260.8948 | 226.9683 | 82.0189 | 0 | 0 | 382.6192 | 260.8948 | 226.9683 | 0 | 33.9264 | 48.0925 | 0 | 202.1526 | 260.8948
|  |  | 35.3688 | 168.1357 | 132.767 | 52.8577 | 0 | 0 | 382.6192 | 168.1357 | 132.767 | 0 | 35.3688 | 17.489 | 0 | 217.8926 | 168.1357
|  |  | 34.1685 | 482.2187 | 448.0502 | 151.5977 | 0 | 0 | 382.6192 | 482.2187 | 448.0502 | 0 | 34.1685 | 117.4292 | 0 | 323.5789 | 482.2187
|  |  | 35.1159 | 404.5991 | 369.4832 | 127.196 | 0 | 0 | 382.6192 | 404.5991 | 369.4832 | 0 | 35.1159 | 92.0801 | 0 | 406.451 | 404.5991
|  |  | 40.4938 | 154.3581 | 113.8642 | 48.5264 | 0 | 0 | 382.6192 | 154.3581 | 113.8642 | 0 | 40.4938 | 8.0325 | 0 | 413.6803 | 154.3581
|  |  | 46.2897 | 30.7595 | -15.5302 | 9.67 | 0 | 15.5302 | 365.3635 | 30.7595 | 0 | 0 | 9.67 | 0 | 36.6197 | 372.9918 | 30.7595
|  |  | 46.7678 | 14.1782 | -32.5896 | 4.4573 | 0 | 32.5896 | 329.1528 | 14.1782 | 0 | 0 | 4.4573 | 0 | 42.3105 | 325.9801 | 14.1782
|  |  | 41.1187 | 1.522 | -39.5967 | 0.47846 | 0 | 39.5967 | 285.1564 | 1.522 | 0 | 0 | 0.47846 | 0 | 40.6402 | 280.8243 | 1.522
|  |  | 30.6708 | 0 | -30.6708 | 0 | 0 | 30.6708 | 251.0778 | 0 | 0 | 0 | 0 | 0 | 30.6708 | 246.7457 | 0
|  |  | 23.3615 | 0 | -23.3615 | 0 | 0 | 23.3615 | 225.1206 | 0 | 0 | 0 | 0 | 0 | 23.3615 | 220.7885 | 0
|  |  | 23.6941 | 0 | -23.6941 | 0 | 0 | 23.6941 | 198.7938 | 0 | 0 | 0 | 0 | 0 | 23.6941 | 194.4617 | 0
|  |  | 24.2768 | 0 | -24.2768 | 0 | 0 | 24.2768 | 171.8195 | 0 | 0 | 0 | 0 | 0 | 24.2768 | 167.4874 | 0
|  |  | 24.5562 | 0 | -24.5562 | 0 | 0 | 24.5562 | 144.5349 | 0 | 0 | 0 | 0 | 0 | 24.5562 | 140.2028 | 0
|  |  | 24.0861 | 0 | -24.0861 | 0 | 0 | 24.0861 | 117.7726 | 0 | 0 | 0 | 0 | 0 | 24.0861 | 113.4404 | 0
|  |  | 22.6294 | 0 | -22.6294 | 0 | 0 | 22.6294 | 92.6288 | 0 | 0 | 0 | 0 | 0 | 22.6294 | 88.2967 | 0
|  |  | 20.8758 | 0 | -20.8758 | 0 | 0 | 20.8758 | 69.4335 | 0 | 0 | 0 | 0 | 0 | 20.8758 | 65.1014 | 0
|  |  | 18.9345 | 0 | -18.9345 | 0 | 0 | 18.9345 | 48.3952 | 0 | 0 | 0 | 0 | 0 | 18.9345 | 44.063 | 0
|  |  | 15.4144 | 0 | -15.4144 | 0 | 0 | 15.4144 | 31.268 | 0 | 0 | 0 | 0 | 0 | 15.4144 | 26.9359 | 0
|  |  | 11.7376 | 0 | -11.7376 | 0 | 0 | 11.7376 | 18.2262 | 0 | 0 | 0 | 0 | 0 | 11.7376 | 13.8941 | 0
|  |  | 16.1057 | 11.4547 | -4.6511 | 3.6011 | 0 | 4.6511 | 13.0584 | 11.4547 | 0 | 0 | 3.6011 | 0 | 12.5047 | -2.604e-15 | 11.4547
|  |  | 19.9504 | 118.2317 | 98.2813 | 37.1691 | 98.2813 | 0 | 101.5116 | 19.9504 | 0 | 17.2188 | 19.9504 | 2.8933e-15 | 0 | 0 | 19.9504
|  |  | 26.3005 | 265.2203 | 238.9198 | 83.3787 | 238.9198 | 0 | 316.5394 | 26.3005 | 0 | 57.0782 | 26.3005 | 0 | 0 | 0 | 26.3005
|  |  | 31.0713 | 417.4156 | 386.3443 | 131.2252 | 73.4221 | 0 | 382.6192 | 343.9935 | 312.9222 | 100.1539 | 31.0713 | 0 | 0 | 0 | 343.9935
|  |  | 33.2435 | 535.3269 | 502.0833 | 168.2936 | 0 | 0 | 382.6192 | 535.3269 | 502.0833 | 135.0501 | 33.2435 | 0 | 0 | 0 | 535.3269
|  |  | 33.9264 | 582.3472 | 548.4208 | 183.0757 | 0 | 0 | 382.6192 | 582.3472 | 548.4208 | 149.1492 | 33.9264 | 0 | 0 | 0 | 582.3472
|  |  | 35.3688 | 607.7398 | 572.371 | 191.0585 | 0 | 0 | 382.6192 | 607.7398 | 572.371 | 119.1588 | 35.3688 | 36.5309 | 0 | 32.8778 | 607.7398
|  |  | 34.1685 | 584.51 | 550.3414 | 183.7556 | 0 | 0 | 382.6192 | 584.51 | 550.3414 | 0 | 34.1685 | 149.587 | 0 | 167.5062 | 584.51
|  |  | 35.1159 | 505.8491 | 470.7332 | 159.0265 | 0 | 0 | 382.6192 | 505.8491 | 470.7332 | 0 | 35.1159 | 123.9106 | 0 | 279.0257 | 505.8491
|  |  | 40.4938 | 387.1367 | 346.6429 | 121.7063 | 0 | 0 | 382.6192 | 387.1367 | 346.6429 | 0 | 40.4938 | 81.2124 | 0 | 352.1169 | 387.1367
|  |  | 46.2897 | 227.572 | 181.2823 | 71.543 | 0 | 0 | 382.6192 | 227.572 | 181.2823 | 0 | 46.2897 | 25.2534 | 0 | 374.845 | 227.572
|  |  | 46.7678 | 70.0899 | 23.3222 | 22.0346 | 0 | 0 | 382.6192 | 70.0899 | 23.3222 | 0 | 22.0346 | 0 | 24.7332 | 347.3636 | 70.0899
|  |  | 41.1187 | 4.3256 | -36.7931 | 1.3598 | 0 | 36.7931 | 341.738 | 4.3256 | 0 | 0 | 1.3598 | 0 | 39.7588 | 303.1871 | 4.3256
|  |  | 30.6708 | 0 | -30.6708 | 0 | 0 | 30.6708 | 307.6594 | 0 | 0 | 0 | 0 | 0 | 30.6708 | 269.1085 | 0
|  |  | 23.3615 | 0 | -23.3615 | 0 | 0 | 23.3615 | 281.7021 | 0 | 0 | 0 | 0 | 0 | 23.3615 | 243.1512 | 0
|  |  | 23.6941 | 0 | -23.6941 | 0 | 0 | 23.6941 | 255.3753 | 0 | 0 | 0 | 0 | 0 | 23.6941 | 216.8244 | 0
|  |  | 24.2768 | 0 | -24.2768 | 0 | 0 | 24.2768 | 228.401 | 0 | 0 | 0 | 0 | 0 | 24.2768 | 189.8502 | 0
|  |  | 24.5562 | 0 | -24.5562 | 0 | 0 | 24.5562 | 201.1164 | 0 | 0 | 0 | 0 | 0 | 24.5562 | 162.5655 | 0
|  |  | 30.2465 | 0 | -30.2465 | 0 | 0 | 30.2465 | 167.5092 | 0 | 0 | 0 | 0 | 0 | 30.2465 | 128.9584 | 0
|  |  | 28.1491 | 0 | -28.1491 | 0 | 0 | 28.1491 | 136.2324 | 0 | 0 | 0 | 0 | 0 | 28.1491 | 97.6816 | 0
|  |  | 25.2107 | 0 | -25.2107 | 0 | 0 | 25.2107 | 108.2206 | 0 | 0 | 0 | 0 | 0 | 25.2107 | 69.6697 | 0
|  |  | 21.4417 | 0 | -21.4417 | 0 | 0 | 21.4417 | 84.3965 | 0 | 0 | 0 | 0 | 0 | 21.4417 | 45.8456 | 0
|  |  | 17.5188 | 0 | -17.5188 | 0 | 0 | 17.5188 | 64.9311 | 0 | 0 | 0 | 0 | 0 | 17.5188 | 26.3802 | 0
|  |  | 14.3414 | 0 | -14.3414 | 0 | 0 | 14.3414 | 48.9963 | 0 | 0 | 0 | 0 | 0 | 14.3414 | 10.4454 | 0
|  |  | 11.6673 | 7.2093 | -4.458 | 2.2664 | 0 | 4.458 | 44.0429 | 7.2093 | 0 | 0 | 2.2664 | 0 | 9.4009 | -1.2083e-15 | 7.2093
|  |  | 9.167 | 95.6427 | 86.4758 | 30.0677 | 86.4758 | 0 | 121.8711 | 9.167 | 0 | 20.9008 | 9.167 | 0 | -1.0874e-15 | 0 | 9.167
|  |  | 7.1962 | 198.735 | 191.5388 | 62.4774 | 191.5388 | 0 | 294.256 | 7.1962 | 0 | 55.2812 | 7.1962 | 0 | 0 | 0 | 7.1962
|  |  | 6.03 | 305.6722 | 299.6422 | 96.0958 | 98.1814 | 0 | 382.6192 | 207.4908 | 201.4608 | 90.0658 | 6.03 | 0 | 0 | 0 | 207.4908
|  |  | 6.0645 | 378.8862 | 372.8217 | 119.1125 | 0 | 0 | 382.6192 | 378.8862 | 372.8217 | 113.048 | 6.0645 | 0 | 0 | 0 | 378.8862
|  |  | 6.9622 | 425.5861 | 418.6239 | 133.7938 | 0 | 0 | 382.6192 | 425.5861 | 418.6239 | 126.8316 | 6.9622 | 0 | 0 | 0 | 425.5861
|  |  | 9.2104 | 427.108 | 417.8976 | 134.2723 | 0 | 0 | 382.6192 | 427.108 | 417.8976 | 7.5932 | 9.2104 | 117.4686 | 0 | 105.7218 | 427.108
|  |  | 12.2202 | 405.0798 | 392.8595 | 127.3471 | 0 | 0 | 382.6192 | 405.0798 | 392.8595 | 0 | 12.2202 | 115.1269 | 0 | 209.336 | 405.0798
|  |  | 15.3949 | 340.597 | 325.2021 | 107.0753 | 0 | 0 | 382.6192 | 340.597 | 325.2021 | 0 | 15.3949 | 91.6804 | 0 | 291.8483 | 340.597
|  |  | 18.6761 | 273.9515 | 255.2754 | 86.1236 | 0 | 0 | 382.6192 | 273.9515 | 255.2754 | 0 | 18.6761 | 67.4475 | 0 | 352.5511 | 273.9515
|  |  | 22.1391 | 175.9057 | 153.7666 | 55.3004 | 0 | 0 | 382.6192 | 175.9057 | 153.7666 | 0 | 22.1391 | 33.1613 | 0 | 382.3963 | 175.9057
|  |  | 26.0591 | 70.2501 | 44.191 | 22.0849 | 0 | 0 | 382.6192 | 70.2501 | 44.191 | 0 | 22.0849 | 0 | 3.9742 | 377.9805 | 70.2501
|  |  | 29.8278 | 1.6021 | -28.2258 | 0.50365 | 0 | 28.2258 | 351.2573 | 1.6021 | 0 | 0 | 0.50365 | 0 | 29.3242 | 345.3981 | 1.6021
|  |  | 32.3465 | 0 | -32.3465 | 0 | 0 | 32.3465 | 315.3167 | 0 | 0 | 0 | 0 | 0 | 32.3465 | 309.4575 | 0
|  |  | 33.6507 | 0 | -33.6507 | 0 | 0 | 33.6507 | 277.9271 | 0 | 0 | 0 | 0 | 0 | 33.6507 | 272.0679 | 0
|  |  | 34.0882 | 0 | -34.0882 | 0 | 0 | 34.0882 | 240.0513 | 0 | 0 | 0 | 0 | 0 | 34.0882 | 234.1921 | 0
|  |  | 33.501 | 0 | -33.501 | 0 | 0 | 33.501 | 202.828 | 0 | 0 | 0 | 0 | 0 | 33.501 | 196.9688 | 0
|  |  | 32.1465 | 0 | -32.1465 | 0 | 0 | 32.1465 | 167.1097 | 0 | 0 | 0 | 0 | 0 | 32.1465 | 161.2505 | 0
|  |  | 30.2465 | 0 | -30.2465 | 0 | 0 | 30.2465 | 133.5025 | 0 | 0 | 0 | 0 | 0 | 30.2465 | 127.6433 | 0
|  |  | 28.1491 | 0 | -28.1491 | 0 | 0 | 28.1491 | 102.2257 | 0 | 0 | 0 | 0 | 0 | 28.1491 | 96.3665 | 0
|  |  | 25.2107 | 0 | -25.2107 | 0 | 0 | 25.2107 | 74.2138 | 0 | 0 | 0 | 0 | 0 | 25.2107 | 68.3546 | 0
|  |  | 21.4417 | 0 | -21.4417 | 0 | 0 | 21.4417 | 50.3897 | 0 | 0 | 0 | 0 | 0 | 21.4417 | 44.5305 | 0
|  |  | 17.5188 | 0 | -17.5188 | 0 | 0 | 17.5188 | 30.9244 | 0 | 0 | 0 | 0 | 0 | 17.5188 | 25.0652 | 0
|  |  | 14.3414 | 0 | -14.3414 | 0 | 0 | 14.3414 | 14.9895 | 0 | 0 | 0 | 0 | 0 | 14.3414 | 9.1303 | 0
|  |  | 11.6673 | 10.9741 | -0.69318 | 3.45 | 0 | 0.69318 | 14.2193 | 10.9741 | 0 | 0 | 3.45 | 0 | 8.2173 | 0 | 10.9741
|  |  | 9.167 | 120.8751 | 111.7081 | 38.0002 | 111.7081 | 0 | 114.7566 | 9.167 | 0 | 12.5045 | 9.167 | 16.3287 | 0 | 14.6958 | 9.167
|  |  | 7.1962 | 277.2357 | 270.0395 | 87.1561 | 270.0395 | 0 | 357.7922 | 7.1962 | -2.5757e-14 | 87.1561 | 0 | 0 | 7.1962 | 6.7 | 7.1962
|  |  | 6.03 | 436.7204 | 430.6904 | 137.2941 | 27.5856 | 0 | 382.6192 | 409.1347 | 403.1047 | 137.2941 | 0 | 0 | 6.03 | 0 | 409.1347
|  |  | 6.0645 | 557.275 | 551.2106 | 175.1936 | 0 | 0 | 382.6192 | 557.275 | 551.2106 | 169.1291 | 6.0645 | 0 | 0 | 0 | 557.275
|  |  | 6.9622 | 630.2487 | 623.2865 | 198.1347 | 0 | 0 | 382.6192 | 630.2487 | 623.2865 | 191.1725 | 6.9622 | 0 | 0 | 0 | 630.2487
|  |  | 9.2104 | 648.9126 | 639.7022 | 204.0022 | 0 | 0 | 382.6192 | 648.9126 | 639.7022 | 194.7918 | 9.2104 | 0 | 0 | 0 | 648.9126
|  |  | 12.2202 | 616.8715 | 604.6513 | 193.9292 | 0 | 0 | 382.6192 | 616.8715 | 604.6513 | 92.6799 | 12.2202 | 89.0291 | 0 | 80.1262 | 616.8715
|  |  | 15.3949 | 534.1253 | 518.7304 | 167.9159 | 0 | 0 | 382.6192 | 534.1253 | 518.7304 | 0 | 15.3949 | 152.521 | 0 | 217.395 | 534.1253
|  |  | 18.6761 | 400.2736 | 381.5975 | 125.8362 | 0 | 0 | 382.6192 | 400.2736 | 381.5975 | 0 | 18.6761 | 107.1601 | 0 | 313.8391 | 400.2736
|  |  | 22.1391 | 236.0629 | 213.9238 | 74.2124 | 0 | 0 | 382.6192 | 236.0629 | 213.9238 | 0 | 22.1391 | 52.0733 | 0 | 360.705 | 236.0629
|  |  | 26.0591 | 70.0899 | 44.0308 | 22.0346 | 0 | 0 | 382.6192 | 70.0899 | 44.0308 | 0 | 22.0346 | 0 | 4.0246 | 356.2333 | 70.0899
|  |  | 29.8278 | 3.3643 | -26.4635 | 1.0577 | 0 | 26.4635 | 353.2153 | 3.3643 | 0 | 0 | 1.0577 | 0 | 28.7702 | 324.2664 | 3.3643
|  |  | 32.3465 | 0 | -32.3465 | 0 | 0 | 32.3465 | 317.2748 | 0 | 0 | 0 | 0 | 0 | 32.3465 | 288.3259 | 0
|  |  | 33.6507 | 0 | -33.6507 | 0 | 0 | 33.6507 | 279.8851 | 0 | 0 | 0 | 0 | 0 | 33.6507 | 250.9362 | 0
|  |  | 34.0882 | 0 | -34.0882 | 0 | 0 | 34.0882 | 242.0094 | 0 | 0 | 0 | 0 | 0 | 34.0882 | 213.0604 | 0
|  |  | 33.501 | 0 | -33.501 | 0 | 0 | 33.501 | 204.7861 | 0 | 0 | 0 | 0 | 0 | 33.501 | 175.8372 | 0
|  |  | 32.1465 | 0 | -32.1465 | 0 | 0 | 32.1465 | 169.0677 | 0 | 0 | 0 | 0 | 0 | 32.1465 | 140.1188 | 0
|  |  | 24.0861 | 0 | -24.0861 | 0 | 0 | 24.0861 | 142.3054 | 0 | 0 | 0 | 0 | 0 | 24.0861 | 113.3565 | 0
|  |  | 22.6294 | 0 | -22.6294 | 0 | 0 | 22.6294 | 117.1616 | 0 | 0 | 0 | 0 | 0 | 22.6294 | 88.2127 | 0
|  |  | 20.8758 | 0 | -20.8758 | 0 | 0 | 20.8758 | 93.9664 | 0 | 0 | 0 | 0 | 0 | 20.8758 | 65.0174 | 0
|  |  | 18.9345 | 0 | -18.9345 | 0 | 0 | 18.9345 | 72.928 | 0 | 0 | 0 | 0 | 0 | 18.9345 | 43.9791 | 0
|  |  | 15.4144 | 0 | -15.4144 | 0 | 0 | 15.4144 | 55.8009 | 0 | 0 | 0 | 0 | 0 | 15.4144 | 26.852 | 0
|  |  | 11.7376 | 0 | -11.7376 | 0 | 0 | 11.7376 | 42.7591 | 0 | 0 | 0 | 0 | 0 | 11.7376 | 13.8101 | 0
|  |  | 16.1057 | 11.695 | -4.4107 | 3.6766 | 0 | 4.4107 | 37.8582 | 11.695 | 0 | 0 | 3.6766 | 0 | 12.4291 | 0 | 11.695
|  |  | 19.9504 | 152.5958 | 132.6454 | 47.9724 | 132.6454 | 0 | 157.2391 | 19.9504 | 0 | 28.022 | 19.9504 | 0 | 0 | 0 | 19.9504
|  |  | 26.3005 | 346.2843 | 319.9838 | 108.8633 | 250.4224 | 0 | 382.6192 | 95.8619 | 69.5614 | 82.5628 | 26.3005 | 0 | 0 | 0 | 95.8619
|  |  | 31.0713 | 524.6732 | 493.6019 | 164.9444 | 0 | 0 | 382.6192 | 524.6732 | 493.6019 | 133.8731 | 31.0713 | 0 | 0 | 0 | 524.6732
|  |  | 33.2435 | 669.5791 | 636.3356 | 210.4992 | 0 | 0 | 382.6192 | 669.5791 | 636.3356 | 144.5317 | 33.2435 | 32.7239 | 0 | 29.4515 | 669.5791
|  |  | 33.9264 | 381.9301 | 348.0036 | 120.0694 | 0 | 0 | 382.6192 | 381.9301 | 348.0036 | 0 | 33.9264 | 86.143 | 0 | 106.9802 | 381.9301
|  |  | 35.3688 | 386.8163 | 351.4476 | 121.6055 | 0 | 0 | 382.6192 | 386.8163 | 351.4476 | 0 | 35.3688 | 86.2368 | 0 | 184.5933 | 386.8163
|  |  | 34.1685 | 326.1785 | 292.01 | 102.5425 | 0 | 0 | 382.6192 | 326.1785 | 292.01 | 0 | 34.1685 | 68.374 | 0 | 246.1299 | 326.1785
|  |  | 35.1159 | 334.6694 | 299.5535 | 105.2118 | 0 | 0 | 382.6192 | 334.6694 | 299.5535 | 0 | 35.1159 | 70.0959 | 0 | 309.2163 | 334.6694
|  |  | 40.4938 | 265.3805 | 224.8867 | 83.4291 | 0 | 0 | 382.6192 | 265.3805 | 224.8867 | 0 | 40.4938 | 42.9353 | 0 | 347.858 | 265.3805
|  |  | 46.2897 | 160.1255 | 113.8358 | 50.3395 | 0 | 0 | 382.6192 | 160.1255 | 113.8358 | 0 | 46.2897 | 4.0498 | 0 | 351.5029 | 160.1255
|  |  | 46.7678 | 69.5292 | 22.7614 | 21.8583 | 0 | 0 | 382.6192 | 69.5292 | 22.7614 | 0 | 21.8583 | 0 | 24.9095 | 323.8256 | 69.5292
|  |  | 41.1187 | 2.9638 | -38.1549 | 0.93175 | 0 | 38.1549 | 340.2249 | 2.9638 | 0 | 0 | 0.93175 | 0 | 40.1869 | 279.1735 | 2.9638
|  |  | 30.6708 | 0 | -30.6708 | 0 | 0 | 30.6708 | 306.1463 | 0 | 0 | 0 | 0 | 0 | 30.6708 | 245.0949 | 0
|  |  | 23.3615 | 0 | -23.3615 | 0 | 0 | 23.3615 | 280.1891 | 0 | 0 | 0 | 0 | 0 | 23.3615 | 219.1376 | 0
|  |  | 23.6941 | 0 | -23.6941 | 0 | 0 | 23.6941 | 253.8623 | 0 | 0 | 0 | 0 | 0 | 23.6941 | 192.8108 | 0
|  |  | 24.2768 | 0 | -24.2768 | 0 | 0 | 24.2768 | 226.888 | 0 | 0 | 0 | 0 | 0 | 24.2768 | 165.8365 | 0
|  |  | 24.5562 | 0 | -24.5562 | 0 | 0 | 24.5562 | 199.6034 | 0 | 0 | 0 | 0 | 0 | 24.5562 | 138.5519 | 0
|  |  | 24.0861 | 0 | -24.0861 | 0 | 0 | 24.0861 | 172.841 | 0 | 0 | 0 | 0 | 0 | 24.0861 | 111.7896 | 0
|  |  | 22.6294 | 0 | -22.6294 | 0 | 0 | 22.6294 | 147.6973 | 0 | 0 | 0 | 0 | 0 | 22.6294 | 86.6458 | 0
|  |  | 20.8758 | 0 | -20.8758 | 0 | 0 | 20.8758 | 124.502 | 0 | 0 | 0 | 0 | 0 | 20.8758 | 63.4505 | 0
|  |  | 18.9345 | 0 | -18.9345 | 0 | 0 | 18.9345 | 103.4636 | 0 | 0 | 0 | 0 | 0 | 18.9345 | 42.4122 | 0
|  |  | 15.4144 | 0 | -15.4144 | 0 | 0 | 15.4144 | 86.3365 | 0 | 0 | 0 | 0 | 0 | 15.4144 | 25.2851 | 0
|  |  | 11.7376 | 0 | -11.7376 | 0 | 0 | 11.7376 | 73.2947 | 0 | 0 | 0 | 0 | 0 | 11.7376 | 12.2432 | 0
|  |  | 16.1057 | 16.1808 | 0.075012 | 5.0868 | 0.075012 | 0 | 73.3622 | 16.1057 | 0 | 0 | 5.0868 | 0 | 11.0189 | 0 | 16.1057
|  |  | 19.9504 | 127.7639 | 107.8136 | 40.1658 | 107.8136 | 0 | 170.3944 | 19.9504 | 0 | 20.2155 | 19.9504 | 0 | 0 | 0 | 19.9504
|  |  | 26.3005 | 348.8476 | 322.5471 | 109.6691 | 235.8054 | 0 | 382.6192 | 113.0422 | 86.7417 | 83.3686 | 26.3005 | 0 | 0 | 0 | 113.0422
|  |  | 31.0713 | 470.2834 | 439.2121 | 147.8456 | 0 | 0 | 382.6192 | 470.2834 | 439.2121 | 64.0039 | 31.0713 | 52.7704 | 0 | 47.4933 | 470.2834
|  |  | 33.2435 | 548.7841 | 515.5406 | 172.5243 | 0 | 0 | 382.6192 | 548.7841 | 515.5406 | 0 | 33.2435 | 139.2807 | 0 | 172.846 | 548.7841
|  |  | 33.9264 | 431.0331 | 397.1066 | 135.5062 | 0 | 0 | 382.6192 | 431.0331 | 397.1066 | 0 | 33.9264 | 101.5798 | 0 | 264.2678 | 431.0331
|  |  | 35.3688 | 184.4767 | 149.1079 | 57.9949 | 0 | 0 | 382.6192 | 184.4767 | 149.1079 | 0 | 35.3688 | 22.6262 | 0 | 284.6313 | 184.4767
|  |  | 34.1685 | 210.2698 | 176.1013 | 66.1037 | 0 | 0 | 382.6192 | 210.2698 | 176.1013 | 0 | 34.1685 | 31.9351 | 0 | 313.3729 | 210.2698
|  |  | 35.1159 | 114.7873 | 79.6714 | 36.0863 | 0 | 0 | 382.6192 | 114.7873 | 79.6714 | 0 | 35.1159 | 0.9704 | 0 | 314.2463 | 114.7873
|  |  | 40.4938 | 214.8357 | 174.3418 | 67.5391 | 0 | 0 | 382.6192 | 214.8357 | 174.3418 | 0 | 40.4938 | 27.0452 | 0 | 338.587 | 214.8357
|  |  | 46.2897 | 201.2983 | 155.0086 | 63.2832 | 0 | 0 | 382.6192 | 201.2983 | 155.0086 | 0 | 46.2897 | 16.9936 | 0 | 353.8812 | 201.2983
|  |  | 46.7678 | 69.5292 | 22.7614 | 21.8583 | 0 | 0 | 382.6192 | 69.5292 | 22.7614 | 0 | 21.8583 | 0 | 24.9095 | 326.204 | 69.5292
|  |  | 41.1187 | 1.6021 | -39.5166 | 0.50365 | 0 | 39.5166 | 338.7119 | 1.6021 | 0 | 0 | 0.50365 | 0 | 40.615 | 281.0762 | 1.6021
|  |  | 30.6708 | 0 | -30.6708 | 0 | 0 | 30.6708 | 304.6333 | 0 | 0 | 0 | 0 | 0 | 30.6708 | 246.9975 | 0
|  |  | 23.3615 | 0 | -23.3615 | 0 | 0 | 23.3615 | 278.676 | 0 | 0 | 0 | 0 | 0 | 23.3615 | 221.0403 | 0
|  |  | 23.6941 | 0 | -23.6941 | 0 | 0 | 23.6941 | 252.3492 | 0 | 0 | 0 | 0 | 0 | 23.6941 | 194.7135 | 0
|  |  | 24.2768 | 0 | -24.2768 | 0 | 0 | 24.2768 | 225.3749 | 0 | 0 | 0 | 0 | 0 | 24.2768 | 167.7392 | 0
|  |  | 24.5562 | 0 | -24.5562 | 0 | 0 | 24.5562 | 198.0903 | 0 | 0 | 0 | 0 | 0 | 24.5562 | 140.4546 | 0
|  |  | 24.0861 | 0 | -24.0861 | 0 | 0 | 24.0861 | 171.328 | 0 | 0 | 0 | 0 | 0 | 24.0861 | 113.6923 | 0
|  |  | 22.6294 | 0 | -22.6294 | 0 | 0 | 22.6294 | 146.1842 | 0 | 0 | 0 | 0 | 0 | 22.6294 | 88.5485 | 0
|  |  | 20.8758 | 0 | -20.8758 | 0 | 0 | 20.8758 | 122.9889 | 0 | 0 | 0 | 0 | 0 | 20.8758 | 65.3532 | 0
|  |  | 18.9345 | 0 | -18.9345 | 0 | 0 | 18.9345 | 101.9506 | 0 | 0 | 0 | 0 | 0 | 18.9345 | 44.3149 | 0
|  |  | 15.4144 | 0 | -15.4144 | 0 | 0 | 15.4144 | 84.8234 | 0 | 0 | 0 | 0 | 0 | 15.4144 | 27.1877 | 0
|  |  | 11.7376 | 0 | -11.7376 | 0 | 0 | 11.7376 | 71.7816 | 0 | 0 | 0 | 0 | 0 | 11.7376 | 14.1459 | 0
|  |  | 16.1057 | 10.7338 | -5.372 | 3.3744 | 0 | 5.372 | 65.8128 | 10.7338 | 0 | 0 | 3.3744 | 0 | 12.7313 | 2.6013e-15 | 10.7338
|  |  | 19.9504 | 120.7149 | 100.7645 | 37.9498 | 100.7645 | 0 | 156.5008 | 19.9504 | 0 | 17.9994 | 19.9504 | 0 | 2.3412e-15 | 0 | 19.9504
|  |  | 26.3005 | 285.4863 | 259.1858 | 89.7499 | 251.2427 | 0 | 382.6192 | 34.2436 | 7.9431 | 63.4494 | 26.3005 | 0 | 0 | 0 | 34.2436
|  |  | 31.0713 | 451.8598 | 420.7885 | 142.0536 | 0 | 0 | 382.6192 | 451.8598 | 420.7885 | 110.9823 | 31.0713 | 0 | 0 | 0 | 451.8598
|  |  | 33.2435 | 578.6625 | 545.4189 | 181.9173 | 0 | 0 | 382.6192 | 578.6625 | 545.4189 | 148.6737 | 33.2435 | 0 | 0 | 0 | 578.6625
|  |  | 33.9264 | 657.003 | 623.0766 | 206.5456 | 0 | 0 | 382.6192 | 657.003 | 623.0766 | 172.6192 | 33.9264 | 0 | 0 | 0 | 657.003
|  |  | 35.3688 | 679.8323 | 644.4635 | 213.7226 | 0 | 0 | 382.6192 | 679.8323 | 644.4635 | 178.3538 | 35.3688 | 0 | 0 | 0 | 679.8323
|  |  | 34.1685 | 646.9101 | 612.7415 | 203.3726 | 0 | 0 | 382.6192 | 646.9101 | 612.7415 | 45.1246 | 34.1685 | 124.0795 | 0 | 111.6716 | 646.9101
|  |  | 35.1159 | 560.319 | 525.203 | 176.1505 | 0 | 0 | 382.6192 | 560.319 | 525.203 | 0 | 35.1159 | 141.0346 | 0 | 238.6027 | 560.319
|  |  | 40.4938 | 423.9039 | 383.4101 | 133.265 | 0 | 0 | 382.6192 | 423.9039 | 383.4101 | 0 | 40.4938 | 92.7711 | 0 | 322.0967 | 423.9039
|  |  | 46.2897 | 252.1636 | 205.8739 | 79.274 | 0 | 0 | 382.6192 | 252.1636 | 205.8739 | 0 | 46.2897 | 32.9844 | 0 | 351.7827 | 252.1636
|  |  | 46.7678 | 72.4129 | 25.6451 | 22.7648 | 0 | 0 | 382.6192 | 72.4129 | 25.6451 | 0 | 22.7648 | 0 | 24.0029 | 325.1127 | 72.4129
|  |  | 41.1187 | 4.3256 | -36.7931 | 1.3598 | 0 | 36.7931 | 341.738 | 4.3256 | 0 | 0 | 1.3598 | 0 | 39.7588 | 280.9363 | 4.3256
|  |  | 30.6708 | 0 | -30.6708 | 0 | 0 | 30.6708 | 307.6594 | 0 | 0 | 0 | 0 | 0 | 30.6708 | 246.8576 | 0
|  |  | 23.3615 | 0 | -23.3615 | 0 | 0 | 23.3615 | 281.7021 | 0 | 0 | 0 | 0 | 0 | 23.3615 | 220.9004 | 0
|  |  | 23.6941 | 0 | -23.6941 | 0 | 0 | 23.6941 | 255.3753 | 0 | 0 | 0 | 0 | 0 | 23.6941 | 194.5736 | 0
|  |  | 24.2768 | 0 | -24.2768 | 0 | 0 | 24.2768 | 228.401 | 0 | 0 | 0 | 0 | 0 | 24.2768 | 167.5993 | 0
|  |  | 24.5562 | 0 | -24.5562 | 0 | 0 | 24.5562 | 201.1164 | 0 | 0 | 0 | 0 | 0 | 24.5562 | 140.3147 | 0
|  |  | 24.0861 | 0 | -24.0861 | 0 | 0 | 24.0861 | 174.3541 | 0 | 0 | 0 | 0 | 0 | 24.0861 | 113.5524 | 0
|  |  | 22.6294 | 0 | -22.6294 | 0 | 0 | 22.6294 | 149.2103 | 0 | 0 | 0 | 0 | 0 | 22.6294 | 88.4086 | 0
|  |  | 20.8758 | 0 | -20.8758 | 0 | 0 | 20.8758 | 126.015 | 0 | 0 | 0 | 0 | 0 | 20.8758 | 65.2133 | 0
|  |  | 18.9345 | 0 | -18.9345 | 0 | 0 | 18.9345 | 104.9767 | 0 | 0 | 0 | 0 | 0 | 18.9345 | 44.175 | 0
|  |  | 15.4144 | 0 | -15.4144 | 0 | 0 | 15.4144 | 87.8495 | 0 | 0 | 0 | 0 | 0 | 15.4144 | 27.0478 | 0
|  |  | 11.7376 | 0 | -11.7376 | 0 | 0 | 11.7376 | 74.8077 | 0 | 0 | 0 | 0 | 0 | 11.7376 | 14.006 | 0
|  |  | 16.1057 | 11.1343 | -4.9715 | 3.5003 | 0 | 4.9715 | 69.2839 | 11.1343 | 0 | 0 | 3.5003 | 0 | 12.6054 | 0 | 11.1343
|  |  | 19.9504 | 121.2756 | 101.3252 | 38.1261 | 101.3252 | 0 | 160.4766 | 19.9504 | 0 | 18.1757 | 19.9504 | 0 | 0 | 0 | 19.9504
|  |  | 26.3005 | 281.1608 | 254.8602 | 88.39 | 246.8252 | 0 | 382.6192 | 34.3356 | 8.0351 | 62.0895 | 26.3005 | 0 | 0 | 0 | 34.3356
|  |  | 31.0713 | 438.803 | 407.7317 | 137.9489 | 0 | 0 | 382.6192 | 438.803 | 407.7317 | 106.8776 | 31.0713 | 0 | 0 | 0 | 438.803
|  |  | 33.2435 | 558.5567 | 525.3131 | 175.5965 | 0 | 0 | 382.6192 | 558.5567 | 525.3131 | 142.353 | 33.2435 | 0 | 0 | 0 | 558.5567
|  |  | 33.9264 | 626.9645 | 593.038 | 197.1022 | 0 | 0 | 382.6192 | 626.9645 | 593.038 | 163.1758 | 33.9264 | 0 | 0 | 0 | 626.9645
|  |  | 35.3688 | 641.9437 | 606.5749 | 201.8113 | 0 | 0 | 382.6192 | 641.9437 | 606.5749 | 166.4425 | 35.3688 | 0 | 0 | 0 | 641.9437
|  |  | 34.1685 | 609.3419 | 575.1733 | 191.5621 | 0 | 0 | 382.6192 | 609.3419 | 575.1733 | 7.2516 | 34.1685 | 150.142 | 0 | 135.1278 | 609.3419
|  |  | 35.1159 | 527.7171 | 492.6012 | 165.9013 | 0 | 0 | 382.6192 | 527.7171 | 492.6012 | 0 | 35.1159 | 130.7854 | 0 | 252.8347 | 527.7171
|  |  | 40.4938 | 397.3098 | 356.816 | 124.9044 | 0 | 0 | 382.6192 | 397.3098 | 356.816 | 0 | 40.4938 | 84.4106 | 0 | 328.8042 | 397.3098
|  |  | 46.2897 | 235.1818 | 188.8921 | 73.9354 | 0 | 0 | 382.6192 | 235.1818 | 188.8921 | 0 | 46.2897 | 27.6457 | 0 | 353.6853 | 235.1818
|  |  | 46.7678 | 68.0874 | 21.3196 | 21.405 | 0 | 0 | 382.6192 | 68.0874 | 21.3196 | 0 | 21.405 | 0 | 25.3628 | 325.5045 | 68.0874
|  |  | 41.1187 | 3.8449 | -37.2738 | 1.2088 | 0 | 37.2738 | 341.204 | 3.8449 | 0 | 0 | 1.2088 | 0 | 39.9099 | 281.1601 | 3.8449
|  |  | 30.6708 | 0 | -30.6708 | 0 | 0 | 30.6708 | 307.1254 | 0 | 0 | 0 | 0 | 0 | 30.6708 | 247.0815 | 0
|  |  | 23.3615 | 0 | -23.3615 | 0 | 0 | 23.3615 | 281.1681 | 0 | 0 | 0 | 0 | 0 | 23.3615 | 221.1242 | 0
|  |  | 23.6941 | 0 | -23.6941 | 0 | 0 | 23.6941 | 254.8413 | 0 | 0 | 0 | 0 | 0 | 23.6941 | 194.7974 | 0
|  |  | 24.2768 | 0 | -24.2768 | 0 | 0 | 24.2768 | 227.867 | 0 | 0 | 0 | 0 | 0 | 24.2768 | 167.8231 | 0
|  |  | 24.5562 | 0 | -24.5562 | 0 | 0 | 24.5562 | 200.5824 | 0 | 0 | 0 | 0 | 0 | 24.5562 | 140.5385 | 0
|  |  | 24.0861 | 0 | -24.0861 | 0 | 0 | 24.0861 | 173.8201 | 0 | 0 | 0 | 0 | 0 | 24.0861 | 113.7762 | 0
|  |  | 22.6294 | 0 | -22.6294 | 0 | 0 | 22.6294 | 148.6763 | 0 | 0 | 0 | 0 | 0 | 22.6294 | 88.6324 | 0
|  |  | 20.8758 | 0 | -20.8758 | 0 | 0 | 20.8758 | 125.481 | 0 | 0 | 0 | 0 | 0 | 20.8758 | 65.4371 | 0
|  |  | 18.9345 | 0 | -18.9345 | 0 | 0 | 18.9345 | 104.4427 | 0 | 0 | 0 | 0 | 0 | 18.9345 | 44.3988 | 0
|  |  | 15.4144 | 0 | -15.4144 | 0 | 0 | 15.4144 | 87.3155 | 0 | 0 | 0 | 0 | 0 | 15.4144 | 27.2717 | 0
|  |  | 11.7376 | 0 | -11.7376 | 0 | 0 | 11.7376 | 74.2737 | 0 | 0 | 0 | 0 | 0 | 11.7376 | 14.2298 | 0
|  |  | 16.1057 | 10.4935 | -5.6123 | 3.2989 | 0 | 5.6123 | 68.0378 | 10.4935 | 0 | 0 | 3.2989 | 0 | 12.8069 | -2.71e-15 | 10.4935
|  |  | 19.9504 | 145.6269 | 125.6765 | 45.7815 | 125.6765 | 0 | 181.1467 | 19.9504 | 0 | 25.8311 | 19.9504 | 0 | -2.439e-15 | 0 | 19.9504
|  |  | 26.3005 | 313.9228 | 287.6223 | 98.6896 | 223.8584 | 0 | 382.6192 | 90.0644 | 63.7639 | 72.3891 | 26.3005 | 0 | 0 | 0 | 90.0644
|  |  | 31.0713 | 488.3066 | 457.2353 | 153.5116 | 0 | 0 | 382.6192 | 488.3066 | 457.2353 | 122.4403 | 31.0713 | 0 | 0 | 0 | 488.3066
|  |  | 33.2435 | 620.3159 | 587.0724 | 195.0121 | 0 | 0 | 382.6192 | 620.3159 | 587.0724 | 161.7685 | 33.2435 | 0 | 0 | 0 | 620.3159
|  |  | 33.9264 | 700.7391 | 666.8127 | 220.2952 | 0 | 0 | 382.6192 | 700.7391 | 666.8127 | 186.3687 | 33.9264 | 0 | 0 | 0 | 700.7391
|  |  | 35.3688 | 723.4082 | 688.0394 | 227.4218 | 0 | 0 | 382.6192 | 723.4082 | 688.0394 | 192.053 | 35.3688 | 0 | 0 | 0 | 723.4082
|  |  | 34.1685 | 688.0829 | 653.9143 | 216.3164 | 0 | 0 | 382.6192 | 688.0829 | 653.9143 | 70.121 | 34.1685 | 112.0268 | 0 | 100.8242 | 688.0829
|  |  | 35.1159 | 599.1688 | 564.0529 | 188.3639 | 0 | 0 | 382.6192 | 599.1688 | 564.0529 | 0 | 35.1159 | 153.248 | 0 | 238.7474 | 599.1688
|  |  | 40.4938 | 456.2654 | 415.7716 | 143.4386 | 0 | 0 | 382.6192 | 456.2654 | 415.7716 | 0 | 40.4938 | 102.9448 | 0 | 331.3977 | 456.2654
|  |  | 46.2897 | 277.9566 | 231.667 | 87.3827 | 0 | 0 | 382.6192 | 277.9566 | 231.667 | 0 | 46.2897 | 41.0931 | 0 | 368.3815 | 277.9566
|  |  | 46.7678 | 85.0692 | 38.3014 | 26.7437 | 0 | 0 | 382.6192 | 85.0692 | 38.3014 | 0 | 26.7437 | 0 | 20.0241 | 346.1325 | 85.0692
|  |  | 41.1187 | 4.646 | -36.4727 | 1.4606 | 0 | 36.4727 | 342.094 | 4.646 | 0 | 0 | 1.4606 | 0 | 39.6581 | 302.0679 | 4.646
|  |  | 30.6708 | 0 | -30.6708 | 0 | 0 | 30.6708 | 308.0154 | 0 | 0 | 0 | 0 | 0 | 30.6708 | 267.9893 | 0
|  |  | 23.3615 | 0 | -23.3615 | 0 | 0 | 23.3615 | 282.0581 | 0 | 0 | 0 | 0 | 0 | 23.3615 | 242.032 | 0
|  |  | 23.6941 | 0 | -23.6941 | 0 | 0 | 23.6941 | 255.7313 | 0 | 0 | 0 | 0 | 0 | 23.6941 | 215.7052 | 0
|  |  | 24.2768 | 0 | -24.2768 | 0 | 0 | 24.2768 | 228.757 | 0 | 0 | 0 | 0 | 0 | 24.2768 | 188.7309 | 0
|  |  | 24.5562 | 0 | -24.5562 | 0 | 0 | 24.5562 | 201.4724 | 0 | 0 | 0 | 0 | 0 | 24.5562 | 161.4463 | 0
|  |  | 30.2465 | 0 | -30.2465 | 0 | 0 | 30.2465 | 167.8653 | 0 | 0 | 0 | 0 | 0 | 30.2465 | 127.8392 | 0
|  |  | 28.1491 | 0 | -28.1491 | 0 | 0 | 28.1491 | 136.5885 | 0 | 0 | 0 | 0 | 0 | 28.1491 | 96.5624 | 0
|  |  | 25.2107 | 0 | -25.2107 | 0 | 0 | 25.2107 | 108.5766 | 0 | 0 | 0 | 0 | 0 | 25.2107 | 68.5505 | 0
|  |  | 21.4417 | 0 | -21.4417 | 0 | 0 | 21.4417 | 84.7525 | 0 | 0 | 0 | 0 | 0 | 21.4417 | 44.7264 | 0
|  |  | 17.5188 | 0 | -17.5188 | 0 | 0 | 17.5188 | 65.2871 | 0 | 0 | 0 | 0 | 0 | 17.5188 | 25.261 | 0
|  |  | 14.3414 | 0 | -14.3414 | 0 | 0 | 14.3414 | 49.3523 | 0 | 0 | 0 | 0 | 0 | 14.3414 | 9.3262 | 0
|  |  | 11.6673 | 10.4134 | -1.2539 | 3.2737 | 0 | 1.2539 | 47.9591 | 10.4134 | 0 | 0 | 3.2737 | 0 | 8.3936 | -2.7037e-15 | 10.4134
|  |  | 9.167 | 144.5855 | 135.4186 | 45.4541 | 135.4186 | 0 | 169.8358 | 9.167 | 0 | 36.2872 | 9.167 | 0 | -2.4333e-15 | 0 | 9.167
|  |  | 7.1962 | 313.7626 | 306.5664 | 98.6392 | 236.4261 | 0 | 382.6192 | 77.3365 | 70.1403 | 91.443 | 7.1962 | 0 | 0 | 0 | 77.3365
|  |  | 6.03 | 488.3867 | 482.3566 | 153.5368 | 0 | 0 | 382.6192 | 488.3867 | 482.3566 | 147.5068 | 6.03 | 0 | 0 | 0 | 488.3867
|  |  | 6.0645 | 623.2797 | 617.2153 | 195.9438 | 0 | 0 | 382.6192 | 623.2797 | 617.2153 | 189.8794 | 6.0645 | 0 | 0 | 0 | 623.2797
|  |  | 6.9622 | 702.982 | 696.0198 | 221.0003 | 0 | 0 | 382.6192 | 702.982 | 696.0198 | 214.0381 | 6.9622 | 0 | 0 | 0 | 702.982
|  |  | 9.2104 | 725.7312 | 716.5208 | 228.1521 | 0 | 0 | 382.6192 | 725.7312 | 716.5208 | 218.9416 | 9.2104 | 0 | 0 | 0 | 725.7312
|  |  | 12.2202 | 691.6074 | 679.3872 | 217.4244 | 0 | 0 | 382.6192 | 691.6074 | 679.3872 | 152.412 | 12.2202 | 52.7922 | 0 | 47.5129 | 691.6074
|  |  | 15.3949 | 601.8923 | 586.4974 | 189.2201 | 0 | 0 | 382.6192 | 601.8923 | 586.4974 | 0 | 15.3949 | 173.8252 | 0 | 203.9556 | 601.8923
|  |  | 18.6761 | 459.4695 | 440.7935 | 144.4459 | 0 | 0 | 382.6192 | 459.4695 | 440.7935 | 0 | 18.6761 | 125.7698 | 0 | 317.1485 | 459.4695
|  |  | 22.1391 | 279.6388 | 257.4997 | 87.9116 | 0 | 0 | 382.6192 | 279.6388 | 257.4997 | 0 | 22.1391 | 65.7724 | 0 | 376.3437 | 279.6388
|  |  | 26.0591 | 85.71 | 59.6508 | 26.9451 | 0 | 0 | 382.6192 | 85.71 | 59.6508 | 0 | 26.0591 | 0.88598 | 0 | 377.1411 | 85.71
|  |  | 29.8278 | 4.7261 | -25.1018 | 1.4858 | 0 | 25.1018 | 354.7284 | 4.7261 | 0 | 0 | 1.4858 | 0 | 28.3421 | 345.6499 | 4.7261
|  |  | 32.3465 | 0 | -32.3465 | 0 | 0 | 32.3465 | 318.7879 | 0 | 0 | 0 | 0 | 0 | 32.3465 | 309.7094 | 0
|  |  | 33.6507 | 0 | -33.6507 | 0 | 0 | 33.6507 | 281.3982 | 0 | 0 | 0 | 0 | 0 | 33.6507 | 272.3197 | 0
|  |  | 34.0882 | 0 | -34.0882 | 0 | 0 | 34.0882 | 243.5224 | 0 | 0 | 0 | 0 | 0 | 34.0882 | 234.4439 | 0
|  |  | 33.501 | 0 | -33.501 | 0 | 0 | 33.501 | 206.2991 | 0 | 0 | 0 | 0 | 0 | 33.501 | 197.2206 | 0
|  |  | 32.1465 | 0 | -32.1465 | 0 | 0 | 32.1465 | 170.5808 | 0 | 0 | 0 | 0 | 0 | 32.1465 | 161.5023 | 0
|  |  | 30.2465 | 0 | -30.2465 | 0 | 0 | 30.2465 | 136.9736 | 0 | 0 | 0 | 0 | 0 | 30.2465 | 127.8951 | 0
|  |  | 28.1491 | 0 | -28.1491 | 0 | 0 | 28.1491 | 105.6968 | 0 | 0 | 0 | 0 | 0 | 28.1491 | 96.6183 | 0
|  |  | 25.2107 | 0 | -25.2107 | 0 | 0 | 25.2107 | 77.6849 | 0 | 0 | 0 | 0 | 0 | 25.2107 | 68.6064 | 0
|  |  | 21.4417 | 0 | -21.4417 | 0 | 0 | 21.4417 | 53.8609 | 0 | 0 | 0 | 0 | 0 | 21.4417 | 44.7824 | 0
|  |  | 17.5188 | 0 | -17.5188 | 0 | 0 | 17.5188 | 34.3955 | 0 | 0 | 0 | 0 | 0 | 17.5188 | 25.317 | 0
|  |  | 14.3414 | 0 | -14.3414 | 0 | 0 | 14.3414 | 18.4606 | 0 | 0 | 0 | 0 | 0 | 14.3414 | 9.3821 | 0
|  |  | 11.6673 | 10.2532 | -1.4141 | 3.2233 | 0 | 1.4141 | 16.8894 | 10.2532 | 0 | 0 | 3.2233 | 0 | 8.4439 | -2.6603e-15 | 10.2532
|  |  | 9.167 | 135.5339 | 126.3669 | 42.6085 | 126.3669 | 0 | 130.6197 | 9.167 | 0 | 33.4416 | 9.167 | 16.3287 | 0 | 14.6958 | 9.167
|  |  | 7.1962 | 296.14 | 288.9438 | 93.0991 | 279.9995 | 0 | 382.6192 | 16.1404 | 8.9442 | 85.9029 | 7.1962 | 0 | 7.1962 | 6.7 | 16.1404
|  |  | 6.03 | 464.4359 | 458.4059 | 146.0072 | 0 | 0 | 382.6192 | 464.4359 | 458.4059 | 139.9772 | 6.03 | 0 | 6.03 | 0 | 464.4359
|  |  | 6.0645 | 591.7993 | 585.7349 | 186.0472 | 0 | 0 | 382.6192 | 591.7993 | 585.7349 | 179.9827 | 6.0645 | 0 | 0 | 0 | 591.7993
|  |  | 6.9622 | 670.5404 | 663.5782 | 210.8014 | 0 | 0 | 382.6192 | 670.5404 | 663.5782 | 203.8392 | 6.9622 | 0 | 0 | 0 | 670.5404
|  |  | 9.2104 | 694.1707 | 684.9603 | 218.2302 | 0 | 0 | 382.6192 | 694.1707 | 684.9603 | 209.0198 | 9.2104 | 0 | 0 | 0 | 694.1707
|  |  | 12.2202 | 660.4474 | 648.2272 | 207.6284 | 0 | 0 | 382.6192 | 660.4474 | 648.2272 | 141.9655 | 12.2202 | 53.4427 | 0 | 48.0984 | 660.4474
|  |  | 15.3949 | 572.4946 | 557.0996 | 179.9782 | 0 | 0 | 382.6192 | 572.4946 | 557.0996 | 0 | 15.3949 | 164.5833 | 0 | 196.2234 | 572.4946
|  |  | 18.6761 | 436.3999 | 417.7239 | 137.1934 | 0 | 0 | 382.6192 | 436.3999 | 417.7239 | 0 | 18.6761 | 118.5173 | 0 | 302.889 | 436.3999
|  |  | 22.1391 | 262.8973 | 240.7582 | 82.6485 | 0 | 0 | 382.6192 | 262.8973 | 240.7582 | 0 | 22.1391 | 60.5093 | 0 | 357.3474 | 262.8973
|  |  | 26.0591 | 80.6635 | 54.6044 | 25.3586 | 0 | 0 | 382.6192 | 80.6635 | 54.6044 | 0 | 25.3586 | 0 | 0.70051 | 356.5691 | 80.6635
|  |  | 29.8278 | 4.2454 | -25.5824 | 1.3347 | 0 | 25.5824 | 354.1944 | 4.2454 | 0 | 0 | 1.3347 | 0 | 28.4932 | 324.91 | 4.2454
|  |  | 32.3465 | 0 | -32.3465 | 0 | 0 | 32.3465 | 318.2538 | 0 | 0 | 0 | 0 | 0 | 32.3465 | 288.9694 | 0
|  |  | 33.6507 | 0 | -33.6507 | 0 | 0 | 33.6507 | 280.8642 | 0 | 0 | 0 | 0 | 0 | 33.6507 | 251.5798 | 0
|  |  | 34.0882 | 0 | -34.0882 | 0 | 0 | 34.0882 | 242.9884 | 0 | 0 | 0 | 0 | 0 | 34.0882 | 213.704 | 0
|  |  | 33.501 | 0 | -33.501 | 0 | 0 | 33.501 | 205.7651 | 0 | 0 | 0 | 0 | 0 | 33.501 | 176.4807 | 0
|  |  | 32.1465 | 0 | -32.1465 | 0 | 0 | 32.1465 | 170.0468 | 0 | 0 | 0 | 0 | 0 | 32.1465 | 140.7624 | 0
|  |  | 24.0861 | 0 | -24.0861 | 0 | 0 | 24.0861 | 143.2845 | 0 | 0 | 0 | 0 | 0 | 24.0861 | 114.0001 | 0
|  |  | 22.6294 | 0 | -22.6294 | 0 | 0 | 22.6294 | 118.1407 | 0 | 0 | 0 | 0 | 0 | 22.6294 | 88.8563 | 0
|  |  | 20.8758 | 0 | -20.8758 | 0 | 0 | 20.8758 | 94.9454 | 0 | 0 | 0 | 0 | 0 | 20.8758 | 65.661 | 0
|  |  | 18.9345 | 0 | -18.9345 | 0 | 0 | 18.9345 | 73.907 | 0 | 0 | 0 | 0 | 0 | 18.9345 | 44.6226 | 0
|  |  | 15.4144 | 0 | -15.4144 | 0 | 0 | 15.4144 | 56.7799 | 0 | 0 | 0 | 0 | 0 | 15.4144 | 27.4955 | 0
|  |  | 11.7376 | 0 | -11.7376 | 0 | 0 | 11.7376 | 43.7381 | 0 | 0 | 0 | 0 | 0 | 11.7376 | 14.4537 | 0
|  |  | 16.1057 | 9.8526 | -6.2531 | 3.0974 | 0 | 6.2531 | 36.7902 | 9.8526 | 0 | 0 | 3.0974 | 0 | 13.0083 | 5.3204e-15 | 9.8526
|  |  | 19.9504 | 136.7354 | 116.7851 | 42.9863 | 116.7851 | 0 | 141.8968 | 19.9504 | 0 | 23.0359 | 19.9504 | 0 | 4.7884e-15 | 0 | 19.9504
|  |  | 26.3005 | 314.9641 | 288.6636 | 99.017 | 267.4694 | 0 | 382.6192 | 47.4947 | 21.1942 | 72.7165 | 26.3005 | 0 | 0 | 0 | 47.4947
|  |  | 31.0713 | 506.6501 | 475.5788 | 159.2783 | 0 | 0 | 382.6192 | 506.6501 | 475.5788 | 50.4545 | 31.0713 | 77.7526 | 0 | 69.9773 | 506.6501
|  |  | 33.2435 | 661.7291 | 628.4855 | 208.0314 | 0 | 0 | 382.6192 | 661.7291 | 628.4855 | 0 | 33.2435 | 174.7878 | 0 | 227.2863 | 661.7291
|  |  | 33.9264 | 453.5419 | 419.6155 | 142.5824 | 0 | 0 | 382.6192 | 453.5419 | 419.6155 | 0 | 33.9264 | 108.656 | 0 | 325.0768 | 453.5419
|  |  | 35.3688 | 504.1669 | 468.7981 | 158.4977 | 0 | 0 | 382.6192 | 504.1669 | 468.7981 | 0 | 35.3688 | 123.1289 | 0 | 435.8928 | 504.1669
|  |  | 34.1685 | 473.4875 | 439.319 | 148.8528 | 0 | 0 | 382.6192 | 473.4875 | 439.319 | 0 | 34.1685 | 114.6843 | 0 | 539.1086 | 473.4875
|  |  | 35.1159 | 427.1881 | 392.0722 | 134.2975 | 0 | 0 | 382.6192 | 427.1881 | 392.0722 | 0 | 35.1159 | 99.1816 | 0 | 628.372 | 427.1881
|  |  | 40.4938 | 332.747 | 292.2531 | 104.6075 | 0 | 0 | 382.6192 | 332.747 | 292.2531 | 0 | 40.4938 | 64.1136 | 0 | 686.0743 | 332.747
|  |  | 46.2897 | 210.0295 | 163.7398 | 66.0281 | 0 | 0 | 382.6192 | 210.0295 | 163.7398 | 0 | 46.2897 | 19.7384 | 0 | 703.8389 | 210.0295
|  |  | 46.7678 | 69.369 | 22.6012 | 21.8079 | 0 | 0 | 382.6192 | 69.369 | 22.6012 | 0 | 21.8079 | 0 | 24.9599 | 676.1057 | 69.369
|  |  | 41.1187 | 6.9689 | -34.1497 | 2.1909 | 0 | 34.1497 | 344.6751 | 6.9689 | 0 | 0 | 2.1909 | 0 | 38.9278 | 632.8526 | 6.9689
|  |  | 30.6708 | 0 | -30.6708 | 0 | 0 | 30.6708 | 310.5965 | 0 | 0 | 0 | 0 | 0 | 30.6708 | 598.774 | 0
|  |  | 23.3615 | 0 | -23.3615 | 0 | 0 | 23.3615 | 284.6392 | 0 | 0 | 0 | 0 | 0 | 23.3615 | 572.8167 | 0
|  |  | 23.6941 | 0 | -23.6941 | 0 | 0 | 23.6941 | 258.3124 | 0 | 0 | 0 | 0 | 0 | 23.6941 | 546.4899 | 0
|  |  | 24.2768 | 0 | -24.2768 | 0 | 0 | 24.2768 | 231.3381 | 0 | 0 | 0 | 0 | 0 | 24.2768 | 519.5156 | 0
|  |  | 24.5562 | 0 | -24.5562 | 0 | 0 | 24.5562 | 204.0535 | 0 | 0 | 0 | 0 | 0 | 24.5562 | 492.231 | 0
|  |  | 24.0861 | 0 | -24.0861 | 0 | 0 | 24.0861 | 177.2912 | 0 | 0 | 0 | 0 | 0 | 24.0861 | 465.4687 | 0
|  |  | 22.6294 | 0 | -22.6294 | 0 | 0 | 22.6294 | 152.1474 | 0 | 0 | 0 | 0 | 0 | 22.6294 | 440.3249 | 0
|  |  | 20.8758 | 0 | -20.8758 | 0 | 0 | 20.8758 | 128.9521 | 0 | 0 | 0 | 0 | 0 | 20.8758 | 417.1296 | 0
|  |  | 18.9345 | 0 | -18.9345 | 0 | 0 | 18.9345 | 107.9138 | 0 | 0 | 0 | 0 | 0 | 18.9345 | 396.0913 | 0
|  |  | 15.4144 | 0 | -15.4144 | 0 | 0 | 15.4144 | 90.7866 | 0 | 0 | 0 | 0 | 0 | 15.4144 | 378.9642 | 0
|  |  | 11.7376 | 0 | -11.7376 | 0 | 0 | 11.7376 | 77.7448 | 0 | 0 | 0 | 0 | 0 | 11.7376 | 365.9223 | 0
|  |  | 16.1057 | 4.5659 | -11.5399 | 1.4354 | 0 | 11.5399 | 64.9227 | 4.5659 | 0 | 0 | 1.4354 | 0 | 14.6704 | 349.6219 | 4.5659
|  |  | 19.9504 | 60.4776 | 40.5272 | 19.0127 | 40.5272 | 0 | 101.3972 | 19.9504 | 0 | 0 | 19.0127 | 0 | 0.9377 | 348.5801 | 19.9504
|  |  | 26.3005 | 121.6761 | 95.3756 | 38.252 | 95.3756 | 0 | 187.2353 | 26.3005 | 0 | 0 | 26.3005 | 11.9515 | 0 | 359.3364 | 26.3005
|  |  | 31.0713 | 180.5517 | 149.4804 | 56.761 | 149.4804 | 0 | 321.7676 | 31.0713 | 0 | 0 | 31.0713 | 25.6897 | 0 | 382.4571 | 31.0713
|  |  | 33.2435 | 227.0113 | 193.7677 | 71.3668 | 67.6129 | 0 | 382.6192 | 159.3984 | 126.1548 | 0 | 33.2435 | 38.1232 | 0 | 416.768 | 159.3984
|  |  | 33.9264 | 275.5536 | 241.6271 | 86.6273 | 0 | 0 | 382.6192 | 275.5536 | 241.6271 | 0 | 33.9264 | 52.7008 | 0 | 464.1988 | 275.5536
|  |  | 35.3688 | 267.303 | 231.9342 | 84.0335 | 0 | 0 | 382.6192 | 267.303 | 231.9342 | 0 | 35.3688 | 48.6647 | 0 | 507.997 | 267.303
|  |  | 34.1685 | 240.1481 | 205.9796 | 75.4967 | 0 | 0 | 382.6192 | 240.1481 | 205.9796 | 0 | 34.1685 | 41.3281 | 0 | 545.1923 | 240.1481
|  |  | 35.1159 | 214.355 | 179.2391 | 67.388 | 0 | 0 | 382.6192 | 214.355 | 179.2391 | 0 | 35.1159 | 32.2721 | 0 | 574.2372 | 214.355
|  |  | 40.4938 | 167.1745 | 126.6807 | 52.5556 | 0 | 0 | 382.6192 | 167.1745 | 126.6807 | 0 | 40.4938 | 12.0617 | 0 | 585.0927 | 167.1745
|  |  | 46.2897 | 111.423 | 65.1333 | 35.0286 | 0 | 0 | 382.6192 | 111.423 | 65.1333 | 0 | 35.0286 | 0 | 11.261 | 572.5805 | 111.423
|  |  | 46.7678 | 52.227 | 5.4592 | 16.4189 | 0 | 0 | 382.6192 | 52.227 | 5.4592 | 0 | 16.4189 | 0 | 30.3489 | 538.8595 | 52.227
|  |  | 41.1187 | 2.1628 | -38.9559 | 0.67992 | 0 | 38.9559 | 339.3349 | 2.1628 | 0 | 0 | 0.67992 | 0 | 40.4388 | 493.9275 | 2.1628
|  |  | 30.6708 | 0 | -30.6708 | 0 | 0 | 30.6708 | 305.2563 | 0 | 0 | 0 | 0 | 0 | 30.6708 | 459.8489 | 0
|  |  | 23.3615 | 0 | -23.3615 | 0 | 0 | 23.3615 | 279.299 | 0 | 0 | 0 | 0 | 0 | 23.3615 | 433.8917 | 0
|  |  | 23.6941 | 0 | -23.6941 | 0 | 0 | 23.6941 | 252.9722 | 0 | 0 | 0 | 0 | 0 | 23.6941 | 407.5649 | 0
|  |  | 24.2768 | 0 | -24.2768 | 0 | 0 | 24.2768 | 225.9979 | 0 | 0 | 0 | 0 | 0 | 24.2768 | 380.5906 | 0
|  |  | 24.5562 | 0 | -24.5562 | 0 | 0 | 24.5562 | 198.7133 | 0 | 0 | 0 | 0 | 0 | 24.5562 | 353.306 | 0
|  |  | 24.0861 | 0 | -24.0861 | 0 | 0 | 24.0861 | 171.951 | 0 | 0 | 0 | 0 | 0 | 24.0861 | 326.5437 | 0
|  |  | 22.6294 | 0 | -22.6294 | 0 | 0 | 22.6294 | 146.8072 | 0 | 0 | 0 | 0 | 0 | 22.6294 | 301.3999 | 0
|  |  | 20.8758 | 0 | -20.8758 | 0 | 0 | 20.8758 | 123.6119 | 0 | 0 | 0 | 0 | 0 | 20.8758 | 278.2046 | 0
|  |  | 18.9345 | 0 | -18.9345 | 0 | 0 | 18.9345 | 102.5736 | 0 | 0 | 0 | 0 | 0 | 18.9345 | 257.1662 | 0
|  |  | 15.4144 | 0 | -15.4144 | 0 | 0 | 15.4144 | 85.4465 | 0 | 0 | 0 | 0 | 0 | 15.4144 | 240.0391 | 0
|  |  | 11.7376 | 0 | -11.7376 | 0 | 0 | 11.7376 | 72.4047 | 0 | 0 | 0 | 0 | 0 | 11.7376 | 226.9973 | 0
|  |  | 16.1057 | 4.7261 | -11.3797 | 1.4858 | 0 | 11.3797 | 59.7606 | 4.7261 | 0 | 0 | 1.4858 | 0 | 14.62 | 210.7529 | 4.7261
|  |  | 19.9504 | 63.6016 | 43.6512 | 19.9948 | 43.6512 | 0 | 99.0467 | 19.9504 | 0 | 0 | 19.9504 | 0.044407 | 0 | 210.7928 | 19.9504
|  |  | 26.3005 | 125.8415 | 99.5409 | 39.5615 | 99.5409 | 0 | 188.6335 | 26.3005 | 0 | 0 | 26.3005 | 13.2609 | 0 | 222.7277 | 26.3005
|  |  | 31.0713 | 187.2803 | 156.209 | 58.8763 | 156.209 | 0 | 329.2216 | 31.0713 | 0 | 0 | 31.0713 | 27.805 | 0 | 247.7522 | 31.0713
|  |  | 33.2435 | 224.8485 | 191.605 | 70.6868 | 59.3307 | 0 | 382.6192 | 165.5178 | 132.2743 | 0 | 33.2435 | 37.4433 | 0 | 281.4512 | 165.5178
|  |  | 33.9264 | 251.2824 | 217.356 | 78.997 | 0 | 0 | 382.6192 | 251.2824 | 217.356 | 0 | 33.9264 | 45.0706 | 0 | 322.0147 | 251.2824
|  |  | 35.3688 | 261.2953 | 225.9265 | 82.1448 | 0 | 0 | 382.6192 | 261.2953 | 225.9265 | 0 | 35.3688 | 46.776 | 0 | 364.1131 | 261.2953
|  |  | 34.1685 | 251.0421 | 216.8736 | 78.9215 | 0 | 0 | 382.6192 | 251.0421 | 216.8736 | 0 | 34.1685 | 44.7529 | 0 | 404.3908 | 251.0421
|  |  | 35.1159 | 202.66 | 167.5441 | 63.7113 | 0 | 0 | 382.6192 | 202.66 | 167.5441 | 0 | 35.1159 | 28.5954 | 0 | 430.1267 | 202.66
|  |  | 40.4938 | 161.5673 | 121.0735 | 50.7928 | 0 | 0 | 382.6192 | 161.5673 | 121.0735 | 0 | 40.4938 | 10.299 | 0 | 439.3957 | 161.5673
|  |  | 46.2897 | 107.578 | 61.2884 | 33.8199 | 0 | 0 | 382.6192 | 107.578 | 61.2884 | 0 | 33.8199 | 0 | 12.4698 | 425.5404 | 107.578
|  |  | 46.7678 | 48.9428 | 2.175 | 15.3864 | 0 | 0 | 382.6192 | 48.9428 | 2.175 | 0 | 15.3864 | 0 | 31.3814 | 390.6722 | 48.9428
|  |  | 41.1187 | 2.1628 | -38.9559 | 0.67992 | 0 | 38.9559 | 339.3349 | 2.1628 | 0 | 0 | 0.67992 | 0 | 40.4388 | 345.7403 | 2.1628
|  |  | 30.6708 | 0 | -30.6708 | 0 | 0 | 30.6708 | 305.2563 | 0 | 0 | 0 | 0 | 0 | 30.6708 | 311.6617 | 0
|  |  | 23.3615 | 0 | -23.3615 | 0 | 0 | 23.3615 | 279.299 | 0 | 0 | 0 | 0 | 0 | 23.3615 | 285.7044 | 0
|  |  | 23.6941 | 0 | -23.6941 | 0 | 0 | 23.6941 | 252.9722 | 0 | 0 | 0 | 0 | 0 | 23.6941 | 259.3776 | 0
|  |  | 24.2768 | 0 | -24.2768 | 0 | 0 | 24.2768 | 225.9979 | 0 | 0 | 0 | 0 | 0 | 24.2768 | 232.4033 | 0
|  |  | 24.5562 | 0 | -24.5562 | 0 | 0 | 24.5562 | 198.7133 | 0 | 0 | 0 | 0 | 0 | 24.5562 | 205.1187 | 0
|  |  | 24.0861 | 0 | -24.0861 | 0 | 0 | 24.0861 | 171.951 | 0 | 0 | 0 | 0 | 0 | 24.0861 | 178.3564 | 0
|  |  | 22.6294 | 0 | -22.6294 | 0 | 0 | 22.6294 | 146.8072 | 0 | 0 | 0 | 0 | 0 | 22.6294 | 153.2126 | 0
|  |  | 20.8758 | 0 | -20.8758 | 0 | 0 | 20.8758 | 123.6119 | 0 | 0 | 0 | 0 | 0 | 20.8758 | 130.0173 | 0
|  |  | 18.9345 | 0 | -18.9345 | 0 | 0 | 18.9345 | 102.5736 | 0 | 0 | 0 | 0 | 0 | 18.9345 | 108.979 | 0
|  |  | 15.4144 | 0 | -15.4144 | 0 | 0 | 15.4144 | 85.4465 | 0 | 0 | 0 | 0 | 0 | 15.4144 | 91.8518 | 0
|  |  | 11.7376 | 0 | -11.7376 | 0 | 0 | 11.7376 | 72.4047 | 0 | 0 | 0 | 0 | 0 | 11.7376 | 78.81 | 0
|  |  | 16.1057 | 6.0077 | -10.098 | 1.8887 | 0 | 10.098 | 61.1846 | 6.0077 | 0 | 0 | 1.8887 | 0 | 14.2171 | 63.0133 | 6.0077
|  |  | 19.9504 | 72.2527 | 52.3023 | 22.7145 | 52.3023 | 0 | 108.2567 | 19.9504 | 0 | 0 | 19.9504 | 2.7641 | 0 | 65.501 | 19.9504
|  |  | 26.3005 | 148.5907 | 122.2901 | 46.7133 | 122.2901 | 0 | 218.3178 | 26.3005 | 0 | 0 | 26.3005 | 20.4127 | 0 | 83.8724 | 26.3005
|  |  | 31.0713 | 199.2957 | 168.2244 | 62.6537 | 168.2244 | 0 | 369.7198 | 31.0713 | 0 | 0 | 31.0713 | 31.5824 | 0 | 112.2966 | 31.0713
|  |  | 33.2435 | 244.2334 | 210.9898 | 76.781 | 14.3327 | 0 | 382.6192 | 229.9007 | 196.6571 | 0 | 33.2435 | 43.5374 | 0 | 151.4803 | 229.9007
|  |  | 33.9264 | 275.4735 | 241.547 | 86.6021 | 0 | 0 | 382.6192 | 275.4735 | 241.547 | 0 | 33.9264 | 52.6757 | 0 | 198.8884 | 275.4735
|  |  | 35.3688 | 291.0134 | 255.6446 | 91.4875 | 0 | 0 | 382.6192 | 291.0134 | 255.6446 | 0 | 35.3688 | 56.1187 | 0 | 249.3952 | 291.0134
|  |  | 34.1685 | 264.8999 | 230.7314 | 83.278 | 0 | 0 | 382.6192 | 264.8999 | 230.7314 | 0 | 34.1685 | 49.1095 | 0 | 293.5937 | 264.8999
|  |  | 35.1159 | 267.4632 | 232.3473 | 84.0839 | 0 | 0 | 382.6192 | 267.4632 | 232.3473 | 0 | 35.1159 | 48.968 | 0 | 337.6649 | 267.4632
|  |  | 40.4938 | 200.5774 | 160.0835 | 63.0566 | 0 | 0 | 382.6192 | 200.5774 | 160.0835 | 0 | 40.4938 | 22.5628 | 0 | 357.9714 | 200.5774
|  |  | 46.2897 | 138.0171 | 91.7274 | 43.3892 | 0 | 0 | 382.6192 | 138.0171 | 91.7274 | 0 | 43.3892 | 0 | 2.9005 | 354.7486 | 138.0171
|  |  | 46.7678 | 67.767 | 20.9992 | 21.3043 | 0 | 0 | 382.6192 | 67.767 | 20.9992 | 0 | 21.3043 | 0 | 25.4635 | 326.4558 | 67.767
|  |  | 41.1187 | 2.7235 | -38.3952 | 0.8562 | 0 | 38.3952 | 339.9579 | 2.7235 | 0 | 0 | 0.8562 | 0 | 40.2625 | 281.7197 | 2.7235
|  |  | 30.6708 | 0 | -30.6708 | 0 | 0 | 30.6708 | 305.8793 | 0 | 0 | 0 | 0 | 0 | 30.6708 | 247.6411 | 0
|  |  | 23.3615 | 0 | -23.3615 | 0 | 0 | 23.3615 | 279.922 | 0 | 0 | 0 | 0 | 0 | 23.3615 | 221.6838 | 0
|  |  | 23.6941 | 0 | -23.6941 | 0 | 0 | 23.6941 | 253.5952 | 0 | 0 | 0 | 0 | 0 | 23.6941 | 195.357 | 0
|  |  | 24.2768 | 0 | -24.2768 | 0 | 0 | 24.2768 | 226.621 | 0 | 0 | 0 | 0 | 0 | 24.2768 | 168.3827 | 0
|  |  | 24.5562 | 0 | -24.5562 | 0 | 0 | 24.5562 | 199.3363 | 0 | 0 | 0 | 0 | 0 | 24.5562 | 141.0981 | 0
|  |  | 24.0861 | 0 | -24.0861 | 0 | 0 | 24.0861 | 172.574 | 0 | 0 | 0 | 0 | 0 | 24.0861 | 114.3358 | 0
|  |  | 22.6294 | 0 | -22.6294 | 0 | 0 | 22.6294 | 147.4303 | 0 | 0 | 0 | 0 | 0 | 22.6294 | 89.192 | 0
|  |  | 20.8758 | 0 | -20.8758 | 0 | 0 | 20.8758 | 124.235 | 0 | 0 | 0 | 0 | 0 | 20.8758 | 65.9968 | 0
|  |  | 18.9345 | 0 | -18.9345 | 0 | 0 | 18.9345 | 103.1966 | 0 | 0 | 0 | 0 | 0 | 18.9345 | 44.9584 | 0
|  |  | 15.4144 | 0 | -15.4144 | 0 | 0 | 15.4144 | 86.0695 | 0 | 0 | 0 | 0 | 0 | 15.4144 | 27.8313 | 0
|  |  | 11.7376 | 0 | -11.7376 | 0 | 0 | 11.7376 | 73.0277 | 0 | 0 | 0 | 0 | 0 | 11.7376 | 14.7895 | 0
|  |  | 16.1057 | 8.8914 | -7.2143 | 2.7952 | 0 | 7.2143 | 65.0117 | 8.8914 | 0 | 0 | 2.7952 | 0 | 13.3105 | 2.3888e-15 | 8.8914
|  |  | 19.9504 | 89.3146 | 69.3642 | 28.0783 | 69.3642 | 0 | 127.4395 | 19.9504 | 0 | 8.1279 | 19.9504 | 0 | 2.1499e-15 | 0 | 19.9504
|  |  | 26.3005 | 208.6677 | 182.3672 | 65.6 | 182.3672 | 0 | 291.57 | 26.3005 | 0 | 39.2995 | 26.3005 | 0 | 0 | 0 | 26.3005
|  |  | 31.0713 | 309.1967 | 278.1254 | 97.2039 | 101.1658 | 0 | 382.6192 | 208.0309 | 176.9597 | 66.1326 | 31.0713 | 0 | 0 | 0 | 208.0309
|  |  | 33.2435 | 362.2248 | 328.9812 | 113.8746 | 0 | 0 | 382.6192 | 362.2248 | 328.9812 | 47.6735 | 33.2435 | 32.9576 | 0 | 29.6618 | 362.2248
|  |  | 33.9264 | 396.7491 | 362.8226 | 124.7282 | 0 | 0 | 382.6192 | 396.7491 | 362.8226 | 0 | 33.9264 | 90.8017 | 0 | 111.3834 | 396.7491
|  |  | 35.3688 | 438.5627 | 403.1939 | 137.8733 | 0 | 0 | 382.6192 | 438.5627 | 403.1939 | 0 | 35.3688 | 102.5046 | 0 | 203.6375 | 438.5627
|  |  | 34.1685 | 409.4053 | 375.2368 | 128.707 | 0 | 0 | 382.6192 | 409.4053 | 375.2368 | 0 | 34.1685 | 94.5384 | 0 | 288.7221 | 409.4053
|  |  | 35.1159 | 349.8088 | 314.6929 | 109.9713 | 0 | 0 | 382.6192 | 349.8088 | 314.6929 | 0 | 35.1159 | 74.8554 | 0 | 356.0919 | 349.8088
|  |  | 40.4938 | 199.4559 | 158.9621 | 62.704 | 0 | 0 | 382.6192 | 199.4559 | 158.9621 | 0 | 40.4938 | 22.2102 | 0 | 376.0811 | 199.4559
|  |  | 46.2897 | 140.8207 | 94.531 | 44.2706 | 0 | 0 | 382.6192 | 140.8207 | 94.531 | 0 | 44.2706 | 0 | 2.0191 | 373.8377 | 140.8207
|  |  | 46.7678 | 72.5731 | 25.8053 | 22.8152 | 0 | 0 | 382.6192 | 72.5731 | 25.8053 | 0 | 22.8152 | 0 | 23.9526 | 347.2237 | 72.5731
|  |  | 41.1187 | 2.4832 | -38.6355 | 0.78065 | 0 | 38.6355 | 339.6909 | 2.4832 | 0 | 0 | 0.78065 | 0 | 40.338 | 302.4037 | 2.4832
|  |  | 30.6708 | 0 | -30.6708 | 0 | 0 | 30.6708 | 305.6123 | 0 | 0 | 0 | 0 | 0 | 30.6708 | 268.325 | 0
|  |  | 23.3615 | 0 | -23.3615 | 0 | 0 | 23.3615 | 279.655 | 0 | 0 | 0 | 0 | 0 | 23.3615 | 242.3678 | 0
|  |  | 23.6941 | 0 | -23.6941 | 0 | 0 | 23.6941 | 253.3282 | 0 | 0 | 0 | 0 | 0 | 23.6941 | 216.041 | 0
|  |  | 24.2768 | 0 | -24.2768 | 0 | 0 | 24.2768 | 226.354 | 0 | 0 | 0 | 0 | 0 | 24.2768 | 189.0667 | 0
|  |  | 24.5562 | 0 | -24.5562 | 0 | 0 | 24.5562 | 199.0693 | 0 | 0 | 0 | 0 | 0 | 24.5562 | 161.7821 | 0
|  |  | 30.2465 | 0 | -30.2465 | 0 | 0 | 30.2465 | 165.4622 | 0 | 0 | 0 | 0 | 0 | 30.2465 | 128.1749 | 0
|  |  | 28.1491 | 0 | -28.1491 | 0 | 0 | 28.1491 | 134.1854 | 0 | 0 | 0 | 0 | 0 | 28.1491 | 96.8981 | 0
|  |  | 25.2107 | 0 | -25.2107 | 0 | 0 | 25.2107 | 106.1735 | 0 | 0 | 0 | 0 | 0 | 25.2107 | 68.8862 | 0
|  |  | 21.4417 | 0 | -21.4417 | 0 | 0 | 21.4417 | 82.3494 | 0 | 0 | 0 | 0 | 0 | 21.4417 | 45.0622 | 0
|  |  | 17.5188 | 0 | -17.5188 | 0 | 0 | 17.5188 | 62.884 | 0 | 0 | 0 | 0 | 0 | 17.5188 | 25.5968 | 0
|  |  | 14.3414 | 0 | -14.3414 | 0 | 0 | 14.3414 | 46.9492 | 0 | 0 | 0 | 0 | 0 | 14.3414 | 9.6619 | 0
|  |  | 11.6673 | 9.4521 | -2.2151 | 2.9715 | 0 | 2.2151 | 44.4879 | 9.4521 | 0 | 0 | 2.9715 | 0 | 8.6957 | -2.4833e-15 | 9.4521
|  |  | 9.167 | 103.5729 | 94.4059 | 32.5608 | 94.4059 | 0 | 129.4533 | 9.167 | 0 | 7.0651 | 9.167 | 16.3287 | -2.235e-15 | 14.6958 | 9.167
|  |  | 7.1962 | 257.7707 | 250.5745 | 81.0368 | 250.5745 | 0 | 354.9703 | 7.1962 | 0 | 81.0368 | 0 | 0 | 7.1962 | 6.7 | 7.1962
|  |  | 6.03 | 416.6146 | 410.5846 | 130.9734 | 30.721 | 0 | 382.6192 | 385.8936 | 379.8636 | 130.9734 | 0 | 0 | 6.03 | 0 | 385.8936
|  |  | 6.0645 | 537.8101 | 531.7456 | 169.0743 | 0 | 0 | 382.6192 | 537.8101 | 531.7456 | 163.0098 | 6.0645 | 0 | 0 | 0 | 537.8101
|  |  | 6.9622 | 610.7036 | 603.7414 | 191.9902 | 0 | 0 | 382.6192 | 610.7036 | 603.7414 | 185.028 | 6.9622 | 0 | 0 | 0 | 610.7036
|  |  | 9.2104 | 633.2125 | 624.002 | 199.0664 | 0 | 0 | 382.6192 | 633.2125 | 624.002 | 189.856 | 9.2104 | 0 | 0 | 0 | 633.2125
|  |  | 12.2202 | 607.4194 | 595.1992 | 190.9577 | 0 | 0 | 382.6192 | 607.4194 | 595.1992 | 66.5089 | 12.2202 | 112.2286 | 0 | 101.0057 | 607.4194
|  |  | 15.3949 | 527.1564 | 511.7615 | 165.725 | 0 | 0 | 382.6192 | 527.1564 | 511.7615 | 0 | 15.3949 | 150.3301 | 0 | 236.3028 | 527.1564
|  |  | 18.6761 | 402.7568 | 384.0807 | 126.6168 | 0 | 0 | 382.6192 | 402.7568 | 384.0807 | 0 | 18.6761 | 107.9407 | 0 | 333.4495 | 402.7568
|  |  | 22.1391 | 242.2308 | 220.0917 | 76.1514 | 0 | 0 | 382.6192 | 242.2308 | 220.0917 | 0 | 22.1391 | 54.0123 | 0 | 382.0605 | 242.2308
|  |  | 26.0591 | 69.9297 | 43.8706 | 21.9842 | 0 | 0 | 382.6192 | 69.9297 | 43.8706 | 0 | 21.9842 | 0 | 4.0749 | 377.5328 | 69.9297
|  |  | 29.8278 | 6.3281 | -23.4997 | 1.9894 | 0 | 23.4997 | 356.5085 | 6.3281 | 0 | 0 | 1.9894 | 0 | 27.8384 | 346.6012 | 6.3281
|  |  | 32.3465 | 0 | -32.3465 | 0 | 0 | 32.3465 | 320.5679 | 0 | 0 | 0 | 0 | 0 | 32.3465 | 310.6607 | 0
|  |  | 33.6507 | 0 | -33.6507 | 0 | 0 | 33.6507 | 283.1783 | 0 | 0 | 0 | 0 | 0 | 33.6507 | 273.271 | 0
|  |  | 34.0882 | 0 | -34.0882 | 0 | 0 | 34.0882 | 245.3025 | 0 | 0 | 0 | 0 | 0 | 34.0882 | 235.3952 | 0
|  |  | 33.501 | 0 | -33.501 | 0 | 0 | 33.501 | 208.0792 | 0 | 0 | 0 | 0 | 0 | 33.501 | 198.172 | 0
|  |  | 32.1465 | 0 | -32.1465 | 0 | 0 | 32.1465 | 172.3608 | 0 | 0 | 0 | 0 | 0 | 32.1465 | 162.4536 | 0
|  |  | 30.2465 | 0 | -30.2465 | 0 | 0 | 30.2465 | 138.7537 | 0 | 0 | 0 | 0 | 0 | 30.2465 | 128.8464 | 0
|  |  | 28.1491 | 0 | -28.1491 | 0 | 0 | 28.1491 | 107.4769 | 0 | 0 | 0 | 0 | 0 | 28.1491 | 97.5696 | 0
|  |  | 25.2107 | 0 | -25.2107 | 0 | 0 | 25.2107 | 79.465 | 0 | 0 | 0 | 0 | 0 | 25.2107 | 69.5578 | 0
|  |  | 21.4417 | 0 | -21.4417 | 0 | 0 | 21.4417 | 55.6409 | 0 | 0 | 0 | 0 | 0 | 21.4417 | 45.7337 | 0
|  |  | 17.5188 | 0 | -17.5188 | 0 | 0 | 17.5188 | 36.1756 | 0 | 0 | 0 | 0 | 0 | 17.5188 | 26.2683 | 0
|  |  | 14.3414 | 0 | -14.3414 | 0 | 0 | 14.3414 | 20.2407 | 0 | 0 | 0 | 0 | 0 | 14.3414 | 10.3335 | 0
|  |  | 11.6673 | 7.5297 | -4.1376 | 2.3671 | 0 | 4.1376 | 15.6434 | 7.5297 | 0 | 0 | 2.3671 | 0 | 9.3001 | -1.2322e-15 | 7.5297
|  |  | 9.167 | 103.0923 | 93.9253 | 32.4097 | 93.9253 | 0 | 100.1761 | 9.167 | 0 | 23.2427 | 9.167 | 0 | -1.109e-15 | 0 | 9.167
|  |  | 7.1962 | 117.9914 | 110.7952 | 37.0936 | 110.7952 | 0 | 199.8918 | 7.1962 | 0 | 29.8974 | 7.1962 | 0 | 0 | 0 | 7.1962
|  |  | 6.03 | 93.4799 | 87.4499 | 29.3878 | 87.4499 | 0 | 278.5968 | 6.03 | 0 | 23.3578 | 6.03 | 0 | 0 | 0 | 6.03
|  |  | 6.0645 | 389.4597 | 383.3953 | 122.4366 | 115.5805 | 0 | 382.6192 | 273.8792 | 267.8147 | 116.3721 | 6.0645 | 0 | 0 | 0 | 273.8792
|  |  | 6.9622 | 726.5322 | 719.57 | 228.4039 | 0 | 0 | 382.6192 | 726.5322 | 719.57 | 221.4417 | 6.9622 | 0 | 0 | 0 | 726.5322
|  |  | 9.2104 | 609.7424 | 600.5319 | 191.688 | 0 | 0 | 382.6192 | 609.7424 | 600.5319 | 64.8862 | 9.2104 | 117.5914 | 0 | 105.8322 | 609.7424
|  |  | 12.2202 | 617.8327 | 605.6125 | 194.2314 | 0 | 0 | 382.6192 | 617.8327 | 605.6125 | 0 | 12.2202 | 182.0112 | 0 | 269.6423 | 617.8327
|  |  | 15.3949 | 415.0125 | 399.6176 | 130.4697 | 0 | 0 | 382.6192 | 415.0125 | 399.6176 | 0 | 15.3949 | 115.0748 | 0 | 373.2096 | 415.0125
|  |  | 18.6761 | 139.1385 | 120.4624 | 43.7417 | 0 | 0 | 382.6192 | 139.1385 | 120.4624 | 0 | 18.6761 | 25.0656 | 0 | 395.7687 | 139.1385
|  |  | 22.1391 | 29.4778 | 7.3387 | 9.2671 | 0 | 0 | 382.6192 | 29.4778 | 7.3387 | 0 | 9.2671 | 0 | 12.872 | 381.4665 | 29.4778
|  |  | 26.0591 | 14.1782 | -11.8809 | 4.4573 | 0 | 11.8809 | 369.4182 | 14.1782 | 0 | 0 | 4.4573 | 0 | 21.6019 | 357.4644 | 14.1782
|  |  | 29.8278 | 2.1628 | -27.6651 | 0.67992 | 0 | 27.6651 | 338.6793 | 2.1628 | 0 | 0 | 0.67992 | 0 | 29.1479 | 325.0779 | 2.1628
|  |  | 32.3465 | 0 | -32.3465 | 0 | 0 | 32.3465 | 302.7387 | 0 | 0 | 0 | 0 | 0 | 32.3465 | 289.1373 | 0
|  |  | 33.6507 | 0 | -33.6507 | 0 | 0 | 33.6507 | 265.3491 | 0 | 0 | 0 | 0 | 0 | 33.6507 | 251.7477 | 0
|  |  | 34.0882 | 0 | -34.0882 | 0 | 0 | 34.0882 | 227.4733 | 0 | 0 | 0 | 0 | 0 | 34.0882 | 213.8719 | 0
|  |  | 33.501 | 0 | -33.501 | 0 | 0 | 33.501 | 190.25 | 0 | 0 | 0 | 0 | 0 | 33.501 | 176.6486 | 0
|  |  | 32.1465 | 0 | -32.1465 | 0 | 0 | 32.1465 | 154.5316 | 0 | 0 | 0 | 0 | 0 | 32.1465 | 140.9302 | 0
|  |  | 24.0861 | 0 | -24.0861 | 0 | 0 | 24.0861 | 127.7693 | 0 | 0 | 0 | 0 | 0 | 24.0861 | 114.1679 | 0
|  |  | 22.6294 | 0 | -22.6294 | 0 | 0 | 22.6294 | 102.6256 | 0 | 0 | 0 | 0 | 0 | 22.6294 | 89.0242 | 0
|  |  | 20.8758 | 0 | -20.8758 | 0 | 0 | 20.8758 | 79.4303 | 0 | 0 | 0 | 0 | 0 | 20.8758 | 65.8289 | 0
|  |  | 18.9345 | 0 | -18.9345 | 0 | 0 | 18.9345 | 58.3919 | 0 | 0 | 0 | 0 | 0 | 18.9345 | 44.7905 | 0
|  |  | 15.4144 | 0 | -15.4144 | 0 | 0 | 15.4144 | 41.2648 | 0 | 0 | 0 | 0 | 0 | 15.4144 | 27.6634 | 0
|  |  | 11.7376 | 0 | -11.7376 | 0 | 0 | 11.7376 | 28.223 | 0 | 0 | 0 | 0 | 0 | 11.7376 | 14.6216 | 0
|  |  | 16.1057 | 9.372 | -6.7337 | 2.9463 | 0 | 6.7337 | 20.7411 | 9.372 | 0 | 0 | 2.9463 | 0 | 13.1594 | -2.4258e-15 | 9.372
|  |  | 19.9504 | 93.8004 | 73.85 | 29.4885 | 73.85 | 0 | 87.206 | 19.9504 | 0 | 9.5382 | 19.9504 | 0 | -2.1832e-15 | 0 | 19.9504
|  |  | 26.3005 | 220.3627 | 194.0622 | 69.2766 | 194.0622 | 0 | 261.862 | 26.3005 | 0 | 42.9761 | 26.3005 | 0 | 0 | 0 | 26.3005
|  |  | 31.0713 | 359.6615 | 328.5902 | 113.0687 | 134.1747 | 0 | 382.6192 | 225.4868 | 194.4155 | 81.9974 | 31.0713 | 0 | 0 | 0 | 225.4868
|  |  | 33.2435 | 448.8159 | 415.5723 | 141.0967 | 0 | 0 | 382.6192 | 448.8159 | 415.5723 | 107.8531 | 33.2435 | 0 | 0 | 0 | 448.8159
|  |  | 33.9264 | 547.1821 | 513.2557 | 172.0206 | 0 | 0 | 382.6192 | 547.1821 | 513.2557 | 138.0942 | 33.9264 | 0 | 0 | 0 | 547.1821
|  |  | 35.3688 | 524.513 | 489.1442 | 164.894 | 0 | 0 | 382.6192 | 524.513 | 489.1442 | 88.778 | 35.3688 | 40.7472 | 0 | 36.6725 | 524.513
|  |  | 34.1685 | 588.9957 | 554.8272 | 185.1658 | 0 | 0 | 382.6192 | 588.9957 | 554.8272 | 0 | 34.1685 | 150.9972 | 0 | 172.57 | 588.9957
|  |  | 35.1159 | 446.4929 | 411.377 | 140.3664 | 0 | 0 | 382.6192 | 446.4929 | 411.377 | 0 | 35.1159 | 105.2505 | 0 | 267.2955 | 446.4929
|  |  | 40.4938 | 338.995 | 298.5011 | 106.5717 | 0 | 0 | 382.6192 | 338.995 | 298.5011 | 0 | 40.4938 | 66.0779 | 0 | 326.7656 | 338.995
|  |  | 46.2897 | 227.6521 | 181.3624 | 71.5682 | 0 | 0 | 382.6192 | 227.6521 | 181.3624 | 0 | 46.2897 | 25.2786 | 0 | 349.5163 | 227.6521
|  |  | 46.7678 | 77.7798 | 31.012 | 24.4521 | 0 | 0 | 382.6192 | 77.7798 | 31.012 | 0 | 24.4521 | 0 | 22.3157 | 324.721 | 77.7798
|  |  | 41.1187 | 6.5684 | -34.5503 | 2.065 | 0 | 34.5503 | 344.2301 | 6.5684 | 0 | 0 | 2.065 | 0 | 39.0537 | 281.328 | 6.5684
|  |  | 30.6708 | 0 | -30.6708 | 0 | 0 | 30.6708 | 310.1515 | 0 | 0 | 0 | 0 | 0 | 30.6708 | 247.2494 | 0
|  |  | 23.3615 | 0 | -23.3615 | 0 | 0 | 23.3615 | 284.1942 | 0 | 0 | 0 | 0 | 0 | 23.3615 | 221.2921 | 0
|  |  | 23.6941 | 0 | -23.6941 | 0 | 0 | 23.6941 | 257.8674 | 0 | 0 | 0 | 0 | 0 | 23.6941 | 194.9653 | 0
|  |  | 24.2768 | 0 | -24.2768 | 0 | 0 | 24.2768 | 230.8931 | 0 | 0 | 0 | 0 | 0 | 24.2768 | 167.991 | 0
|  |  | 24.5562 | 0 | -24.5562 | 0 | 0 | 24.5562 | 203.6085 | 0 | 0 | 0 | 0 | 0 | 24.5562 | 140.7064 | 0
|  |  | 24.0861 | 0 | -24.0861 | 0 | 0 | 24.0861 | 176.8462 | 0 | 0 | 0 | 0 | 0 | 24.0861 | 113.9441 | 0
|  |  | 22.6294 | 0 | -22.6294 | 0 | 0 | 22.6294 | 151.7024 | 0 | 0 | 0 | 0 | 0 | 22.6294 | 88.8003 | 0
|  |  | 20.8758 | 0 | -20.8758 | 0 | 0 | 20.8758 | 128.5071 | 0 | 0 | 0 | 0 | 0 | 20.8758 | 65.605 | 0
|  |  | 18.9345 | 0 | -18.9345 | 0 | 0 | 18.9345 | 107.4688 | 0 | 0 | 0 | 0 | 0 | 18.9345 | 44.5667 | 0
|  |  | 15.4144 | 0 | -15.4144 | 0 | 0 | 15.4144 | 90.3416 | 0 | 0 | 0 | 0 | 0 | 15.4144 | 27.4395 | 0
|  |  | 11.7376 | 0 | -11.7376 | 0 | 0 | 11.7376 | 77.2998 | 0 | 0 | 0 | 0 | 0 | 11.7376 | 14.3977 | 0
|  |  | 16.1057 | 10.0128 | -6.0929 | 3.1478 | 0 | 6.0929 | 70.5299 | 10.0128 | 0 | 0 | 3.1478 | 0 | 12.958 | -4.9736e-15 | 10.0128
|  |  | 19.9504 | 101.8907 | 81.9404 | 32.0319 | 81.9404 | 0 | 144.2763 | 19.9504 | 0 | 12.0816 | 19.9504 | 0 | -4.4762e-15 | 0 | 19.9504
|  |  | 26.3005 | 211.3111 | 185.0106 | 66.431 | 185.0106 | 0 | 310.7858 | 26.3005 | 0 | 40.1305 | 26.3005 | 0 | 0 | 0 | 26.3005
|  |  | 31.0713 | 331.7857 | 300.7144 | 104.3053 | 79.8149 | 0 | 382.6192 | 251.9708 | 220.8995 | 73.234 | 31.0713 | 0 | 0 | 0 | 251.9708
|  |  | 33.2435 | 440.1648 | 406.9212 | 138.377 | 0 | 0 | 382.6192 | 440.1648 | 406.9212 | 105.1334 | 33.2435 | 0 | 0 | 0 | 440.1648
|  |  | 33.9264 | 499.9215 | 465.995 | 157.163 | 0 | 0 | 382.6192 | 499.9215 | 465.995 | 123.2366 | 33.9264 | 0 | 0 | 0 | 499.9215
|  |  | 35.3688 | 535.2468 | 499.878 | 168.2684 | 0 | 0 | 382.6192 | 535.2468 | 499.878 | 103.1263 | 35.3688 | 29.7733 | 0 | 26.796 | 535.2468
|  |  | 34.1685 | 533.2442 | 499.0757 | 167.6389 | 0 | 0 | 382.6192 | 533.2442 | 499.0757 | 0 | 34.1685 | 133.4703 | 0 | 146.9193 | 533.2442
|  |  | 35.1159 | 486.6244 | 451.5085 | 152.9828 | 0 | 0 | 382.6192 | 486.6244 | 451.5085 | 0 | 35.1159 | 117.8669 | 0 | 252.9995 | 486.6244
|  |  | 40.4938 | 384.974 | 344.4801 | 121.0264 | 0 | 0 | 382.6192 | 384.974 | 344.4801 | 0 | 40.4938 | 80.5325 | 0 | 325.4787 | 384.974
|  |  | 46.2897 | 233.9802 | 187.6905 | 73.5576 | 0 | 0 | 382.6192 | 233.9802 | 187.6905 | 0 | 46.2897 | 27.268 | 0 | 350.0199 | 233.9802
|  |  | 46.7678 | 76.8987 | 30.1309 | 24.1751 | 0 | 0 | 382.6192 | 76.8987 | 30.1309 | 0 | 24.1751 | 0 | 22.5927 | 324.9169 | 76.8987
|  |  | 41.1187 | 7.2093 | -33.9094 | 2.2664 | 0 | 33.9094 | 344.9421 | 7.2093 | 0 | 0 | 2.2664 | 0 | 38.8523 | 281.7477 | 7.2093
|  |  | 30.6708 | 0 | -30.6708 | 0 | 0 | 30.6708 | 310.8635 | 0 | 0 | 0 | 0 | 0 | 30.6708 | 247.6691 | 0
|  |  | 23.3615 | 0 | -23.3615 | 0 | 0 | 23.3615 | 284.9062 | 0 | 0 | 0 | 0 | 0 | 23.3615 | 221.7118 | 0
|  |  | 23.6941 | 0 | -23.6941 | 0 | 0 | 23.6941 | 258.5794 | 0 | 0 | 0 | 0 | 0 | 23.6941 | 195.385 | 0
|  |  | 24.2768 | 0 | -24.2768 | 0 | 0 | 24.2768 | 231.6051 | 0 | 0 | 0 | 0 | 0 | 24.2768 | 168.4107 | 0
|  |  | 24.5562 | 0 | -24.5562 | 0 | 0 | 24.5562 | 204.3205 | 0 | 0 | 0 | 0 | 0 | 24.5562 | 141.1261 | 0
|  |  | 24.0861 | 0 | -24.0861 | 0 | 0 | 24.0861 | 177.5582 | 0 | 0 | 0 | 0 | 0 | 24.0861 | 114.3638 | 0
|  |  | 22.6294 | 0 | -22.6294 | 0 | 0 | 22.6294 | 152.4144 | 0 | 0 | 0 | 0 | 0 | 22.6294 | 89.22 | 0
|  |  | 20.8758 | 0 | -20.8758 | 0 | 0 | 20.8758 | 129.2191 | 0 | 0 | 0 | 0 | 0 | 20.8758 | 66.0247 | 0
|  |  | 18.9345 | 0 | -18.9345 | 0 | 0 | 18.9345 | 108.1808 | 0 | 0 | 0 | 0 | 0 | 18.9345 | 44.9864 | 0
|  |  | 15.4144 | 0 | -15.4144 | 0 | 0 | 15.4144 | 91.0537 | 0 | 0 | 0 | 0 | 0 | 15.4144 | 27.8592 | 0
|  |  | 11.7376 | 0 | -11.7376 | 0 | 0 | 11.7376 | 78.0118 | 0 | 0 | 0 | 0 | 0 | 11.7376 | 14.8174 | 0
|  |  | 16.1057 | 8.8113 | -7.2944 | 2.7701 | 0 | 7.2944 | 69.9069 | 8.8113 | 0 | 0 | 2.7701 | 0 | 13.3357 | 2.4428e-15 | 8.8113
|  |  | 19.9504 | 97.8856 | 77.9352 | 30.7728 | 77.9352 | 0 | 140.0486 | 19.9504 | 0 | 10.8225 | 19.9504 | 0 | 2.1985e-15 | 0 | 19.9504
|  |  | 26.3005 | 250.6416 | 224.3411 | 78.7956 | 224.3411 | 0 | 341.9556 | 26.3005 | 0 | 52.495 | 26.3005 | 0 | 0 | 0 | 26.3005
|  |  | 31.0713 | 404.5991 | 373.5279 | 127.196 | 45.1819 | 0 | 382.6192 | 359.4173 | 328.346 | 96.1247 | 31.0713 | 0 | 0 | 0 | 359.4173
|  |  | 33.2435 | 524.9936 | 491.7501 | 165.0451 | 0 | 0 | 382.6192 | 524.9936 | 491.7501 | 131.8016 | 33.2435 | 0 | 0 | 0 | 524.9936
|  |  | 33.9264 | 595.8846 | 561.9582 | 187.3315 | 0 | 0 | 382.6192 | 595.8846 | 561.9582 | 141.9101 | 33.9264 | 11.4949 | 0 | 10.3454 | 595.8846
|  |  | 35.3688 | 619.5149 | 584.1461 | 194.7603 | 0 | 0 | 382.6192 | 619.5149 | 584.1461 | 0 | 35.3688 | 159.3915 | 0 | 153.7978 | 619.5149
|  |  | 34.1685 | 594.6029 | 560.4344 | 186.9286 | 0 | 0 | 382.6192 | 594.6029 | 560.4344 | 0 | 34.1685 | 152.76 | 0 | 291.2818 | 594.6029
|  |  | 35.1159 | 516.8231 | 481.7072 | 162.4765 | 0 | 0 | 382.6192 | 516.8231 | 481.7072 | 0 | 35.1159 | 127.3606 | 0 | 405.9063 | 516.8231
|  |  | 40.4938 | 397.1496 | 356.6558 | 124.8541 | 0 | 0 | 382.6192 | 397.1496 | 356.6558 | 0 | 40.4938 | 84.3602 | 0 | 481.8305 | 397.1496
|  |  | 46.2897 | 244.714 | 198.4243 | 76.9321 | 0 | 0 | 382.6192 | 244.714 | 198.4243 | 0 | 46.2897 | 30.6424 | 0 | 509.4087 | 244.714
|  |  | 46.7678 | 74.015 | 27.2472 | 23.2685 | 0 | 0 | 382.6192 | 74.015 | 27.2472 | 0 | 23.2685 | 0 | 23.4993 | 483.2984 | 74.015
|  |  | 41.1187 | 7.5297 | -33.589 | 2.3671 | 0 | 33.589 | 345.2981 | 7.5297 | 0 | 0 | 2.3671 | 0 | 38.7515 | 440.2411 | 7.5297
|  |  | 30.6708 | 0 | -30.6708 | 0 | 0 | 30.6708 | 311.2195 | 0 | 0 | 0 | 0 | 0 | 30.6708 | 406.1625 | 0
|  |  | 23.3615 | 0 | -23.3615 | 0 | 0 | 23.3615 | 285.2622 | 0 | 0 | 0 | 0 | 0 | 23.3615 | 380.2052 | 0
|  |  | 23.6941 | 0 | -23.6941 | 0 | 0 | 23.6941 | 258.9354 | 0 | 0 | 0 | 0 | 0 | 23.6941 | 353.8784 | 0
|  |  | 24.2768 | 0 | -24.2768 | 0 | 0 | 24.2768 | 231.9612 | 0 | 0 | 0 | 0 | 0 | 24.2768 | 326.9041 | 0
|  |  | 24.5562 | 0 | -24.5562 | 0 | 0 | 24.5562 | 204.6765 | 0 | 0 | 0 | 0 | 0 | 24.5562 | 299.6195 | 0
|  |  | 24.0861 | 0 | -24.0861 | 0 | 0 | 24.0861 | 177.9142 | 0 | 0 | 0 | 0 | 0 | 24.0861 | 272.8572 | 0
|  |  | 22.6294 | 0 | -22.6294 | 0 | 0 | 22.6294 | 152.7705 | 0 | 0 | 0 | 0 | 0 | 22.6294 | 247.7134 | 0
|  |  | 20.8758 | 0 | -20.8758 | 0 | 0 | 20.8758 | 129.5752 | 0 | 0 | 0 | 0 | 0 | 20.8758 | 224.5181 | 0
|  |  | 18.9345 | 0 | -18.9345 | 0 | 0 | 18.9345 | 108.5368 | 0 | 0 | 0 | 0 | 0 | 18.9345 | 203.4798 | 0
|  |  | 15.4144 | 0 | -15.4144 | 0 | 0 | 15.4144 | 91.4097 | 0 | 0 | 0 | 0 | 0 | 15.4144 | 186.3527 | 0
|  |  | 11.7376 | 0 | -11.7376 | 0 | 0 | 11.7376 | 78.3679 | 0 | 0 | 0 | 0 | 0 | 11.7376 | 173.3108 | 0
|  |  | 16.1057 | 4.0051 | -12.1006 | 1.2591 | 0 | 12.1006 | 64.9227 | 4.0051 | 0 | 0 | 1.2591 | 0 | 14.8466 | 156.8146 | 4.0051
|  |  | 19.9504 | 60.5577 | 40.6073 | 19.0379 | 40.6073 | 0 | 101.4693 | 19.9504 | 0 | 0 | 19.0379 | 0 | 0.91252 | 155.8007 | 19.9504
|  |  | 26.3005 | 122.9578 | 96.6572 | 38.6549 | 96.6572 | 0 | 188.4609 | 26.3005 | 0 | 0 | 26.3005 | 12.3544 | 0 | 166.9196 | 26.3005
|  |  | 31.0713 | 183.3553 | 152.284 | 57.6424 | 152.284 | 0 | 325.5164 | 31.0713 | 0 | 0 | 31.0713 | 26.5711 | 0 | 190.8336 | 31.0713
|  |  | 33.2435 | 212.9933 | 179.7498 | 66.9599 | 63.4476 | 0 | 382.6192 | 149.5457 | 116.3022 | 0 | 33.2435 | 33.7163 | 0 | 221.1783 | 149.5457
|  |  | 33.9264 | 242.2308 | 208.3044 | 76.1514 | 0 | 0 | 382.6192 | 242.2308 | 208.3044 | 0 | 33.9264 | 42.225 | 0 | 259.1808 | 242.2308
|  |  | 35.3688 | 241.9104 | 206.5416 | 76.0507 | 0 | 0 | 382.6192 | 241.9104 | 206.5416 | 0 | 35.3688 | 40.6819 | 0 | 295.7945 | 241.9104
|  |  | 34.1685 | 241.2696 | 207.101 | 75.8492 | 0 | 0 | 382.6192 | 241.2696 | 207.101 | 0 | 34.1685 | 41.6807 | 0 | 333.3071 | 241.2696
|  |  | 35.1159 | 219.1612 | 184.0453 | 68.8989 | 0 | 0 | 382.6192 | 219.1612 | 184.0453 | 0 | 35.1159 | 33.783 | 0 | 363.7118 | 219.1612
|  |  | 40.4938 | 161.327 | 120.8332 | 50.7172 | 0 | 0 | 382.6192 | 161.327 | 120.8332 | 0 | 40.4938 | 10.2234 | 0 | 372.9129 | 161.327
|  |  | 46.2897 | 111.423 | 65.1333 | 35.0286 | 0 | 0 | 382.6192 | 111.423 | 65.1333 | 0 | 35.0286 | 0 | 11.261 | 360.4006 | 111.423
|  |  | 46.7678 | 54.4699 | 7.7021 | 17.124 | 0 | 0 | 382.6192 | 54.4699 | 7.7021 | 0 | 17.124 | 0 | 29.6438 | 327.4631 | 54.4699
|  |  | 41.1187 | 2.9638 | -38.1549 | 0.93175 | 0 | 38.1549 | 340.2249 | 2.9638 | 0 | 0 | 0.93175 | 0 | 40.1869 | 282.8109 | 2.9638
|  |  | 30.6708 | 0 | -30.6708 | 0 | 0 | 30.6708 | 306.1463 | 0 | 0 | 0 | 0 | 0 | 30.6708 | 248.7323 | 0
|  |  | 23.3615 | 0 | -23.3615 | 0 | 0 | 23.3615 | 280.1891 | 0 | 0 | 0 | 0 | 0 | 23.3615 | 222.7751 | 0
|  |  | 23.6941 | 0 | -23.6941 | 0 | 0 | 23.6941 | 253.8623 | 0 | 0 | 0 | 0 | 0 | 23.6941 | 196.4483 | 0
|  |  | 24.2768 | 0 | -24.2768 | 0 | 0 | 24.2768 | 226.888 | 0 | 0 | 0 | 0 | 0 | 24.2768 | 169.474 | 0
|  |  | 24.5562 | 0 | -24.5562 | 0 | 0 | 24.5562 | 199.6034 | 0 | 0 | 0 | 0 | 0 | 24.5562 | 142.1894 | 0
|  |  | 24.0861 | 0 | -24.0861 | 0 | 0 | 24.0861 | 172.841 | 0 | 0 | 0 | 0 | 0 | 24.0861 | 115.4271 | 0
|  |  | 22.6294 | 0 | -22.6294 | 0 | 0 | 22.6294 | 147.6973 | 0 | 0 | 0 | 0 | 0 | 22.6294 | 90.2833 | 0
|  |  | 20.8758 | 0 | -20.8758 | 0 | 0 | 20.8758 | 124.502 | 0 | 0 | 0 | 0 | 0 | 20.8758 | 67.088 | 0
|  |  | 18.9345 | 0 | -18.9345 | 0 | 0 | 18.9345 | 103.4636 | 0 | 0 | 0 | 0 | 0 | 18.9345 | 46.0496 | 0
|  |  | 15.4144 | 0 | -15.4144 | 0 | 0 | 15.4144 | 86.3365 | 0 | 0 | 0 | 0 | 0 | 15.4144 | 28.9225 | 0
|  |  | 11.7376 | 0 | -11.7376 | 0 | 0 | 11.7376 | 73.2947 | 0 | 0 | 0 | 0 | 0 | 11.7376 | 15.8807 | 0
|  |  | 16.1057 | 5.7674 | -10.3383 | 1.8131 | 0 | 10.3383 | 61.8076 | 5.7674 | 0 | 0 | 1.8131 | 0 | 14.2926 | -2.3173e-15 | 5.7674
|  |  | 19.9504 | 82.586 | 62.6356 | 25.963 | 62.6356 | 0 | 118.1797 | 19.9504 | 0 | 6.0126 | 19.9504 | 0 | -2.0855e-15 | 0 | 19.9504
|  |  | 26.3005 | 189.1227 | 162.8221 | 59.4555 | 162.8221 | 0 | 264.7196 | 26.3005 | 0 | 33.155 | 26.3005 | 0 | 0 | 0 | 26.3005
|  |  | 31.0713 | 245.5951 | 214.5238 | 77.2091 | 130.9996 | 0 | 382.6192 | 114.5955 | 83.5242 | 35.7376 | 31.0713 | 10.4001 | 0 | 9.3601 | 114.5955
|  |  | 33.2435 | 334.5092 | 301.2657 | 105.1615 | 0 | 0 | 382.6192 | 334.5092 | 301.2657 | 0 | 33.2435 | 71.9179 | 0 | 74.0863 | 334.5092
|  |  | 33.9264 | 323.8555 | 289.9291 | 101.8122 | 0 | 0 | 382.6192 | 323.8555 | 289.9291 | 0 | 33.9264 | 67.8858 | 0 | 135.1835 | 323.8555
|  |  | 35.3688 | 376.2428 | 340.874 | 118.2815 | 0 | 0 | 382.6192 | 376.2428 | 340.874 | 0 | 35.3688 | 82.9127 | 0 | 209.8049 | 376.2428
|  |  | 34.1685 | 375.4417 | 341.2732 | 118.0297 | 0 | 0 | 382.6192 | 375.4417 | 341.2732 | 0 | 34.1685 | 83.8611 | 0 | 285.2799 | 375.4417
|  |  | 35.1159 | 335.5505 | 300.4346 | 105.4888 | 0 | 0 | 382.6192 | 335.5505 | 300.4346 | 0 | 35.1159 | 70.3729 | 0 | 348.6156 | 335.5505
|  |  | 40.4938 | 241.1094 | 200.6155 | 75.7989 | 0 | 0 | 382.6192 | 241.1094 | 200.6155 | 0 | 40.4938 | 35.305 | 0 | 380.3901 | 241.1094
|  |  | 46.2897 | 140.5804 | 94.2907 | 44.195 | 0 | 0 | 382.6192 | 140.5804 | 94.2907 | 0 | 44.195 | 0 | 2.0947 | 378.0627 | 140.5804
|  |  | 46.7678 | 61.9996 | 15.2318 | 19.4911 | 0 | 0 | 382.6192 | 61.9996 | 15.2318 | 0 | 19.4911 | 0 | 27.2766 | 347.7553 | 61.9996
|  |  | 41.1187 | 2.8837 | -38.235 | 0.90656 | 0 | 38.235 | 340.1359 | 2.8837 | 0 | 0 | 0.90656 | 0 | 40.2121 | 303.0752 | 2.8837
|  |  | 30.6708 | 0 | -30.6708 | 0 | 0 | 30.6708 | 306.0573 | 0 | 0 | 0 | 0 | 0 | 30.6708 | 268.9966 | 0
|  |  | 23.3615 | 0 | -23.3615 | 0 | 0 | 23.3615 | 280.1001 | 0 | 0 | 0 | 0 | 0 | 23.3615 | 243.0393 | 0
|  |  | 23.6941 | 0 | -23.6941 | 0 | 0 | 23.6941 | 253.7732 | 0 | 0 | 0 | 0 | 0 | 23.6941 | 216.7125 | 0
|  |  | 24.2768 | 0 | -24.2768 | 0 | 0 | 24.2768 | 226.799 | 0 | 0 | 0 | 0 | 0 | 24.2768 | 189.7382 | 0
|  |  | 24.5562 | 0 | -24.5562 | 0 | 0 | 24.5562 | 199.5144 | 0 | 0 | 0 | 0 | 0 | 24.5562 | 162.4536 | 0
|  |  | 30.2465 | 0 | -30.2465 | 0 | 0 | 30.2465 | 165.9072 | 0 | 0 | 0 | 0 | 0 | 30.2465 | 128.8464 | 0
|  |  | 28.1491 | 0 | -28.1491 | 0 | 0 | 28.1491 | 134.6304 | 0 | 0 | 0 | 0 | 0 | 28.1491 | 97.5696 | 0
|  |  | 25.2107 | 0 | -25.2107 | 0 | 0 | 25.2107 | 106.6185 | 0 | 0 | 0 | 0 | 0 | 25.2107 | 69.5578 | 0
|  |  | 21.4417 | 0 | -21.4417 | 0 | 0 | 21.4417 | 82.7944 | 0 | 0 | 0 | 0 | 0 | 21.4417 | 45.7337 | 0
|  |  | 17.5188 | 0 | -17.5188 | 0 | 0 | 17.5188 | 63.3291 | 0 | 0 | 0 | 0 | 0 | 17.5188 | 26.2683 | 0
|  |  | 14.3414 | 0 | -14.3414 | 0 | 0 | 14.3414 | 47.3942 | 0 | 0 | 0 | 0 | 0 | 14.3414 | 10.3335 | 0
|  |  | 11.6673 | 7.5297 | -4.1376 | 2.3671 | 0 | 4.1376 | 42.7969 | 7.5297 | 0 | 0 | 2.3671 | 0 | 9.3001 | 0 | 7.5297
|  |  | 9.167 | 81.064 | 71.8971 | 25.4845 | 71.8971 | 0 | 107.5042 | 9.167 | 0 | 7.4334 | 9.167 | 8.8842 | 0 | 7.9958 | 9.167
|  |  | 7.1962 | 229.7348 | 222.5386 | 72.223 | 222.5386 | 0 | 307.7889 | 7.1962 | 0 | 72.223 | 0 | 0 | 7.1962 | 0 | 7.1962
|  |  | 6.03 | 367.7519 | 361.7219 | 115.6121 | 83.1448 | 0 | 382.6192 | 284.6071 | 278.5771 | 109.5821 | 6.03 | 0 | 0 | 0 | 284.6071
|  |  | 6.0645 | 494.9551 | 488.8906 | 155.6017 | 0 | 0 | 382.6192 | 494.9551 | 488.8906 | 149.5373 | 6.0645 | 0 | 0 | 0 | 494.9551
|  |  | 6.9622 | 559.0373 | 552.0751 | 175.7476 | 0 | 0 | 382.6192 | 559.0373 | 552.0751 | 168.7854 | 6.9622 | 0 | 0 | 0 | 559.0373
|  |  | 9.2104 | 584.9105 | 575.7001 | 183.8815 | 0 | 0 | 382.6192 | 584.9105 | 575.7001 | 157.9898 | 9.2104 | 16.6812 | 0 | 15.0131 | 584.9105
|  |  | 12.2202 | 557.5955 | 545.3752 | 175.2943 | 0 | 0 | 382.6192 | 557.5955 | 545.3752 | 0 | 12.2202 | 163.0741 | 0 | 161.7798 | 557.5955
|  |  | 15.3949 | 494.3143 | 478.9193 | 155.4003 | 0 | 0 | 382.6192 | 494.3143 | 478.9193 | 0 | 15.3949 | 140.0053 | 0 | 287.7846 | 494.3143
|  |  | 18.6761 | 374.7208 | 356.0447 | 117.803 | 0 | 0 | 382.6192 | 374.7208 | 356.0447 | 0 | 18.6761 | 99.1269 | 0 | 376.9988 | 374.7208
|  |  | 22.1391 | 227.7322 | 205.5931 | 71.5934 | 0 | 0 | 382.6192 | 227.7322 | 205.5931 | 0 | 22.1391 | 49.4543 | 0 | 421.5077 | 227.7322
|  |  | 26.0591 | 74.8961 | 48.837 | 23.5455 | 0 | 0 | 382.6192 | 74.8961 | 48.837 | 0 | 23.5455 | 0 | 2.5136 | 418.7147 | 74.8961
|  |  | 29.8278 | 8.4108 | -21.417 | 2.6441 | 0 | 21.417 | 358.8225 | 8.4108 | 0 | 0 | 2.6441 | 0 | 27.1837 | 388.5106 | 8.4108
|  |  | 32.3465 | 0 | -32.3465 | 0 | 0 | 32.3465 | 322.882 | 0 | 0 | 0 | 0 | 0 | 32.3465 | 352.5701 | 0
|  |  | 33.6507 | 0 | -33.6507 | 0 | 0 | 33.6507 | 285.4923 | 0 | 0 | 0 | 0 | 0 | 33.6507 | 315.1804 | 0
|  |  | 34.0882 | 0 | -34.0882 | 0 | 0 | 34.0882 | 247.6166 | 0 | 0 | 0 | 0 | 0 | 34.0882 | 277.3047 | 0
|  |  | 33.501 | 0 | -33.501 | 0 | 0 | 33.501 | 210.3933 | 0 | 0 | 0 | 0 | 0 | 33.501 | 240.0814 | 0
|  |  | 32.1465 | 0 | -32.1465 | 0 | 0 | 32.1465 | 174.6749 | 0 | 0 | 0 | 0 | 0 | 32.1465 | 204.363 | 0
|  |  | 30.2465 | 0 | -30.2465 | 0 | 0 | 30.2465 | 141.0678 | 0 | 0 | 0 | 0 | 0 | 30.2465 | 170.7559 | 0
|  |  | 28.1491 | 0 | -28.1491 | 0 | 0 | 28.1491 | 109.791 | 0 | 0 | 0 | 0 | 0 | 28.1491 | 139.4791 | 0
|  |  | 25.2107 | 0 | -25.2107 | 0 | 0 | 25.2107 | 81.7791 | 0 | 0 | 0 | 0 | 0 | 25.2107 | 111.4672 | 0
|  |  | 21.4417 | 0 | -21.4417 | 0 | 0 | 21.4417 | 57.955 | 0 | 0 | 0 | 0 | 0 | 21.4417 | 87.6431 | 0
|  |  | 17.5188 | 0 | -17.5188 | 0 | 0 | 17.5188 | 38.4896 | 0 | 0 | 0 | 0 | 0 | 17.5188 | 68.1777 | 0
|  |  | 14.3414 | 0 | -14.3414 | 0 | 0 | 14.3414 | 22.5548 | 0 | 0 | 0 | 0 | 0 | 14.3414 | 52.2429 | 0
|  |  | 11.6673 | 3.5245 | -8.1427 | 1.108 | 0 | 8.1427 | 13.5073 | 3.5245 | 0 | 0 | 1.108 | 0 | 10.5592 | 40.5104 | 3.5245
|  |  | 9.167 | 45.3382 | 36.1712 | 14.2532 | 36.1712 | 0 | 46.0614 | 9.167 | 0 | 0 | 9.167 | 5.0862 | 0 | 45.088 | 9.167
|  |  | 7.1962 | 85.3896 | 78.1933 | 26.8444 | 78.1933 | 0 | 116.4354 | 7.1962 | 0 | 0 | 7.1962 | 19.6482 | 0 | 62.7714 | 7.1962
|  |  | 6.03 | 74.5757 | 68.5457 | 23.4448 | 68.5457 | 0 | 178.1265 | 6.03 | 0 | 0 | 6.03 | 17.4148 | 0 | 78.4446 | 6.03
|  |  | 6.0645 | 99.8882 | 93.8237 | 31.4024 | 93.8237 | 0 | 262.5678 | 6.0645 | 0 | 0 | 6.0645 | 25.3379 | 0 | 101.2488 | 6.0645
|  |  | 6.9622 | 86.3508 | 79.3886 | 27.1466 | 79.3886 | 0 | 334.0176 | 6.9622 | 0 | 0 | 6.9622 | 20.1844 | 0 | 119.4147 | 6.9622
|  |  | 9.2104 | 202.0993 | 192.8889 | 63.5351 | 54.0018 | 0 | 382.6192 | 148.0975 | 138.887 | 0 | 9.2104 | 54.3246 | 0 | 168.3069 | 148.0975
|  |  | 12.2202 | 229.4144 | 217.1941 | 72.1222 | 0 | 0 | 382.6192 | 229.4144 | 217.1941 | 0 | 12.2202 | 59.902 | 0 | 222.2187 | 229.4144
|  |  | 15.3949 | 217.3989 | 202.004 | 68.3449 | 0 | 0 | 382.6192 | 217.3989 | 202.004 | 0 | 15.3949 | 52.95 | 0 | 269.8736 | 217.3989
|  |  | 18.6761 | 244.4737 | 225.7976 | 76.8565 | 0 | 0 | 382.6192 | 244.4737 | 225.7976 | 0 | 18.6761 | 58.1804 | 0 | 322.236 | 244.4737
|  |  | 22.1391 | 195.2105 | 173.0714 | 61.3694 | 0 | 0 | 382.6192 | 195.2105 | 173.0714 | 0 | 22.1391 | 39.2303 | 0 | 357.5433 | 195.2105
|  |  | 26.0591 | 80.9038 | 54.8447 | 25.4342 | 0 | 0 | 382.6192 | 80.9038 | 54.8447 | 0 | 25.4342 | 0 | 0.62496 | 356.8489 | 80.9038
|  |  | 29.8278 | 7.049 | -22.7788 | 2.216 | 0 | 22.7788 | 357.3095 | 7.049 | 0 | 0 | 2.216 | 0 | 27.6118 | 326.1691 | 7.049
|  |  | 32.3465 | 0 | -32.3465 | 0 | 0 | 32.3465 | 321.369 | 0 | 0 | 0 | 0 | 0 | 32.3465 | 290.2286 | 0
|  |  | 33.6507 | 0 | -33.6507 | 0 | 0 | 33.6507 | 283.9793 | 0 | 0 | 0 | 0 | 0 | 33.6507 | 252.8389 | 0
|  |  | 34.0882 | 0 | -34.0882 | 0 | 0 | 34.0882 | 246.1035 | 0 | 0 | 0 | 0 | 0 | 34.0882 | 214.9631 | 0
|  |  | 33.501 | 0 | -33.501 | 0 | 0 | 33.501 | 208.8802 | 0 | 0 | 0 | 0 | 0 | 33.501 | 177.7398 | 0
|  |  | 32.1465 | 0 | -32.1465 | 0 | 0 | 32.1465 | 173.1619 | 0 | 0 | 0 | 0 | 0 | 32.1465 | 142.0215 | 0
|  |  | 24.0861 | 0 | -24.0861 | 0 | 0 | 24.0861 | 146.3996 | 0 | 0 | 0 | 0 | 0 | 24.0861 | 115.2592 | 0
|  |  | 22.6294 | 0 | -22.6294 | 0 | 0 | 22.6294 | 121.2558 | 0 | 0 | 0 | 0 | 0 | 22.6294 | 90.1154 | 0
|  |  | 20.8758 | 0 | -20.8758 | 0 | 0 | 20.8758 | 98.0605 | 0 | 0 | 0 | 0 | 0 | 20.8758 | 66.9201 | 0
|  |  | 18.9345 | 0 | -18.9345 | 0 | 0 | 18.9345 | 77.0221 | 0 | 0 | 0 | 0 | 0 | 18.9345 | 45.8818 | 0
|  |  | 15.4144 | 0 | -15.4144 | 0 | 0 | 15.4144 | 59.895 | 0 | 0 | 0 | 0 | 0 | 15.4144 | 28.7546 | 0
|  |  | 11.7376 | 0 | -11.7376 | 0 | 0 | 11.7376 | 46.8532 | 0 | 0 | 0 | 0 | 0 | 11.7376 | 15.7128 | 0
|  |  | 16.1057 | 6.248 | -9.8577 | 1.9642 | 0 | 9.8577 | 35.9002 | 6.248 | 0 | 0 | 1.9642 | 0 | 14.1415 | -2.2799e-15 | 6.248
|  |  | 19.9504 | 76.6584 | 56.708 | 24.0995 | 56.708 | 0 | 86.9373 | 19.9504 | 0 | 4.1491 | 19.9504 | 0 | -2.0519e-15 | 0 | 19.9504
|  |  | 26.3005 | 117.1904 | 90.8898 | 36.8418 | 90.8898 | 0 | 168.7382 | 26.3005 | 0 | 10.5413 | 26.3005 | 0 | 0 | 0 | 26.3005
|  |  | 31.0713 | 293.016 | 261.9447 | 92.117 | 237.6456 | 0 | 382.6192 | 55.3704 | 24.2991 | 61.0457 | 31.0713 | 0 | 0 | 0 | 55.3704
|  |  | 33.2435 | 404.519 | 371.2755 | 127.1708 | 0 | 0 | 382.6192 | 404.519 | 371.2755 | 93.9273 | 33.2435 | 0 | 0 | 0 | 404.519
|  |  | 33.9264 | 439.2836 | 405.3572 | 138.1 | 0 | 0 | 382.6192 | 439.2836 | 405.3572 | 89.3971 | 33.9264 | 14.7765 | 0 | 13.2988 | 439.2836
|  |  | 35.3688 | 482.9397 | 447.5709 | 151.8244 | 0 | 0 | 382.6192 | 482.9397 | 447.5709 | 0 | 35.3688 | 116.4556 | 0 | 118.1089 | 482.9397
|  |  | 34.1685 | 367.1911 | 333.0226 | 115.4359 | 0 | 0 | 382.6192 | 367.1911 | 333.0226 | 0 | 34.1685 | 81.2673 | 0 | 191.2495 | 367.1911
|  |  | 35.1159 | 389.4597 | 354.3438 | 122.4366 | 0 | 0 | 382.6192 | 389.4597 | 354.3438 | 0 | 35.1159 | 87.3207 | 0 | 269.8381 | 389.4597
|  |  | 40.4938 | 261.6958 | 221.2019 | 82.2707 | 0 | 0 | 382.6192 | 261.6958 | 221.2019 | 0 | 40.4938 | 41.7769 | 0 | 307.4373 | 261.6958
|  |  | 46.2897 | 246.7166 | 200.4269 | 77.5616 | 0 | 0 | 382.6192 | 246.7166 | 200.4269 | 0 | 46.2897 | 31.272 | 0 | 335.582 | 246.7166
|  |  | 46.7678 | 108.9398 | 62.172 | 34.248 | 0 | 0 | 382.6192 | 108.9398 | 62.172 | 0 | 34.248 | 0 | 12.5198 | 321.6712 | 108.9398
|  |  | 41.1187 | 17.7828 | -23.3359 | 5.5905 | 0 | 23.3359 | 356.6905 | 17.7828 | 0 | 0 | 5.5905 | 0 | 35.5282 | 282.1954 | 17.7828
|  |  | 30.6708 | 0 | -30.6708 | 0 | 0 | 30.6708 | 322.6119 | 0 | 0 | 0 | 0 | 0 | 30.6708 | 248.1168 | 0
|  |  | 23.3615 | 0 | -23.3615 | 0 | 0 | 23.3615 | 296.6546 | 0 | 0 | 0 | 0 | 0 | 23.3615 | 222.1595 | 0
|  |  | 23.6941 | 0 | -23.6941 | 0 | 0 | 23.6941 | 270.3278 | 0 | 0 | 0 | 0 | 0 | 23.6941 | 195.8327 | 0
|  |  | 24.2768 | 0 | -24.2768 | 0 | 0 | 24.2768 | 243.3535 | 0 | 0 | 0 | 0 | 0 | 24.2768 | 168.8584 | 0
|  |  | 24.5562 | 0 | -24.5562 | 0 | 0 | 24.5562 | 216.0689 | 0 | 0 | 0 | 0 | 0 | 24.5562 | 141.5738 | 0
|  |  | 24.0861 | 0 | -24.0861 | 0 | 0 | 24.0861 | 189.3066 | 0 | 0 | 0 | 0 | 0 | 24.0861 | 114.8115 | 0
|  |  | 22.6294 | 0 | -22.6294 | 0 | 0 | 22.6294 | 164.1628 | 0 | 0 | 0 | 0 | 0 | 22.6294 | 89.6677 | 0
|  |  | 20.8758 | 0 | -20.8758 | 0 | 0 | 20.8758 | 140.9676 | 0 | 0 | 0 | 0 | 0 | 20.8758 | 66.4724 | 0
|  |  | 18.9345 | 0 | -18.9345 | 0 | 0 | 18.9345 | 119.9292 | 0 | 0 | 0 | 0 | 0 | 18.9345 | 45.4341 | 0
|  |  | 15.4144 | 0 | -15.4144 | 0 | 0 | 15.4144 | 102.8021 | 0 | 0 | 0 | 0 | 0 | 15.4144 | 28.3069 | 0
|  |  | 11.7376 | 0 | -11.7376 | 0 | 0 | 11.7376 | 89.7603 | 0 | 0 | 0 | 0 | 0 | 11.7376 | 15.2651 | 0
|  |  | 16.1057 | 7.5297 | -8.5761 | 2.3671 | 0 | 8.5761 | 80.2313 | 7.5297 | 0 | 0 | 2.3671 | 0 | 13.7386 | -2.247e-15 | 7.5297
|  |  | 19.9504 | 70.891 | 50.9406 | 22.2864 | 50.9406 | 0 | 126.0778 | 19.9504 | 0 | 2.336 | 19.9504 | 0 | -2.0223e-15 | 0 | 19.9504
|  |  | 26.3005 | 226.2103 | 199.9097 | 71.1149 | 199.9097 | 0 | 305.9966 | 26.3005 | 0 | 44.8144 | 26.3005 | 0 | 0 | 0 | 26.3005
|  |  | 31.0713 | 365.8294 | 334.7581 | 115.0078 | 85.1363 | 0 | 382.6192 | 280.6931 | 249.6218 | 83.9365 | 31.0713 | 0 | 0 | 0 | 280.6931
|  |  | 33.2435 | 487.6657 | 454.4222 | 153.3101 | 0 | 0 | 382.6192 | 487.6657 | 454.4222 | 120.0666 | 33.2435 | 0 | 0 | 0 | 487.6657
|  |  | 33.9264 | 574.417 | 540.4906 | 180.5826 | 0 | 0 | 382.6192 | 574.417 | 540.4906 | 146.6562 | 33.9264 | 0 | 0 | 0 | 574.417
|  |  | 35.3688 | 596.205 | 560.8362 | 187.4322 | 0 | 0 | 382.6192 | 596.205 | 560.8362 | 134.7124 | 35.3688 | 17.351 | 0 | 15.6159 | 596.205
|  |  | 34.1685 | 560.0786 | 525.9101 | 176.075 | 0 | 0 | 382.6192 | 560.0786 | 525.9101 | 0 | 34.1685 | 141.9064 | 0 | 143.3317 | 560.0786
|  |  | 35.1159 | 484.8621 | 449.7462 | 152.4287 | 0 | 0 | 382.6192 | 484.8621 | 449.7462 | 0 | 35.1159 | 117.3128 | 0 | 248.9132 | 484.8621
|  |  | 40.4938 | 374.9611 | 334.4673 | 117.8786 | 0 | 0 | 382.6192 | 374.9611 | 334.4673 | 0 | 40.4938 | 77.3847 | 0 | 318.5595 | 374.9611
|  |  | 46.2897 | 234.7011 | 188.4115 | 73.7843 | 0 | 0 | 382.6192 | 234.7011 | 188.4115 | 0 | 46.2897 | 27.4946 | 0 | 343.3046 | 234.7011
|  |  | 46.7678 | 89.5549 | 42.7871 | 28.1539 | 0 | 0 | 382.6192 | 89.5549 | 42.7871 | 0 | 28.1539 | 0 | 18.6139 | 322.6225 | 89.5549
|  |  | 41.1187 | 9.0516 | -32.0671 | 2.8456 | 0 | 32.0671 | 346.9892 | 9.0516 | 0 | 0 | 2.8456 | 0 | 38.2731 | 280.0968 | 9.0516
|  |  | 30.6708 | 0 | -30.6708 | 0 | 0 | 30.6708 | 312.9106 | 0 | 0 | 0 | 0 | 0 | 30.6708 | 246.0182 | 0
|  |  | 23.3615 | 0 | -23.3615 | 0 | 0 | 23.3615 | 286.9533 | 0 | 0 | 0 | 0 | 0 | 23.3615 | 220.061 | 0
|  |  | 23.6941 | 0 | -23.6941 | 0 | 0 | 23.6941 | 260.6265 | 0 | 0 | 0 | 0 | 0 | 23.6941 | 193.7342 | 0
|  |  | 24.2768 | 0 | -24.2768 | 0 | 0 | 24.2768 | 233.6522 | 0 | 0 | 0 | 0 | 0 | 24.2768 | 166.7599 | 0
|  |  | 24.5562 | 0 | -24.5562 | 0 | 0 | 24.5562 | 206.3676 | 0 | 0 | 0 | 0 | 0 | 24.5562 | 139.4753 | 0
|  |  | 24.0861 | 0 | -24.0861 | 0 | 0 | 24.0861 | 179.6053 | 0 | 0 | 0 | 0 | 0 | 24.0861 | 112.713 | 0
|  |  | 22.6294 | 0 | -22.6294 | 0 | 0 | 22.6294 | 154.4615 | 0 | 0 | 0 | 0 | 0 | 22.6294 | 87.5692 | 0
|  |  | 20.8758 | 0 | -20.8758 | 0 | 0 | 20.8758 | 131.2662 | 0 | 0 | 0 | 0 | 0 | 20.8758 | 64.3739 | 0
|  |  | 18.9345 | 0 | -18.9345 | 0 | 0 | 18.9345 | 110.2279 | 0 | 0 | 0 | 0 | 0 | 18.9345 | 43.3355 | 0
|  |  | 15.4144 | 0 | -15.4144 | 0 | 0 | 15.4144 | 93.1007 | 0 | 0 | 0 | 0 | 0 | 15.4144 | 26.2084 | 0
|  |  | 11.7376 | 0 | -11.7376 | 0 | 0 | 11.7376 | 80.0589 | 0 | 0 | 0 | 0 | 0 | 11.7376 | 13.1666 | 0
|  |  | 16.1057 | 13.5374 | -2.5684 | 4.2558 | 0 | 2.5684 | 77.2052 | 13.5374 | 0 | 0 | 4.2558 | 0 | 11.8499 | 0 | 13.5374
|  |  | 19.9504 | 104.5341 | 84.5838 | 32.863 | 84.5838 | 0 | 153.3305 | 19.9504 | 0 | 12.9126 | 19.9504 | 0 | 0 | 0 | 19.9504
|  |  | 26.3005 | 252.3238 | 226.0232 | 79.3244 | 226.0232 | 0 | 356.7515 | 26.3005 | 0 | 53.0239 | 26.3005 | 0 | 0 | 0 | 26.3005
|  |  | 31.0713 | 521.0686 | 489.9973 | 163.8112 | 28.742 | 0 | 382.6192 | 492.3266 | 461.2553 | 11.9834 | 31.0713 | 120.7564 | 0 | 108.6808 | 492.3266
|  |  | 33.2435 | 670.4603 | 637.2167 | 210.7762 | 0 | 0 | 382.6192 | 670.4603 | 637.2167 | 0 | 33.2435 | 177.5327 | 0 | 268.4602 | 670.4603
|  |  | 33.9264 | 612.8664 | 578.9399 | 192.6701 | 0 | 0 | 382.6192 | 612.8664 | 578.9399 | 0 | 33.9264 | 158.7437 | 0 | 411.3295 | 612.8664
|  |  | 35.3688 | 216.2775 | 180.9087 | 67.9923 | 0 | 0 | 382.6192 | 216.2775 | 180.9087 | 0 | 35.3688 | 32.6236 | 0 | 440.6907 | 216.2775
|  |  | 34.1685 | 106.6168 | 72.4483 | 33.5177 | 0 | 0 | 382.6192 | 106.6168 | 72.4483 | 0 | 33.5177 | 0 | 0.65084 | 439.9676 | 106.6168
|  |  | 35.1159 | 78.2604 | 43.1445 | 24.6032 | 0 | 0 | 382.6192 | 78.2604 | 43.1445 | 0 | 24.6032 | 0 | 10.5127 | 428.2868 | 78.2604
|  |  | 40.4938 | 51.3459 | 10.852 | 16.1419 | 0 | 0 | 382.6192 | 51.3459 | 10.852 | 0 | 16.1419 | 0 | 24.352 | 401.229 | 51.3459
|  |  | 46.2897 | 35.886 | -10.4036 | 11.2817 | 0 | 10.4036 | 371.0597 | 35.886 | 0 | 0 | 11.2817 | 0 | 35.008 | 362.3313 | 35.886
|  |  | 46.7678 | 40.8524 | -5.9154 | 12.843 | 0 | 5.9154 | 364.487 | 40.8524 | 0 | 0 | 12.843 | 0 | 33.9248 | 324.6371 | 40.8524
|  |  | 41.1187 | 9.4521 | -31.6666 | 2.9715 | 0 | 31.6666 | 329.302 | 9.4521 | 0 | 0 | 2.9715 | 0 | 38.1472 | 282.2513 | 9.4521
|  |  | 30.6708 | 0 | -30.6708 | 0 | 0 | 30.6708 | 295.2234 | 0 | 0 | 0 | 0 | 0 | 30.6708 | 248.1727 | 0
|  |  | 23.3615 | 0 | -23.3615 | 0 | 0 | 23.3615 | 269.2661 | 0 | 0 | 0 | 0 | 0 | 23.3615 | 222.2155 | 0
|  |  | 23.6941 | 0 | -23.6941 | 0 | 0 | 23.6941 | 242.9393 | 0 | 0 | 0 | 0 | 0 | 23.6941 | 195.8887 | 0
|  |  | 24.2768 | 0 | -24.2768 | 0 | 0 | 24.2768 | 215.965 | 0 | 0 | 0 | 0 | 0 | 24.2768 | 168.9144 | 0
|  |  | 24.5562 | 0 | -24.5562 | 0 | 0 | 24.5562 | 188.6804 | 0 | 0 | 0 | 0 | 0 | 24.5562 | 141.6298 | 0
|  |  | 24.0861 | 0 | -24.0861 | 0 | 0 | 24.0861 | 161.9181 | 0 | 0 | 0 | 0 | 0 | 24.0861 | 114.8674 | 0
|  |  | 22.6294 | 0 | -22.6294 | 0 | 0 | 22.6294 | 136.7743 | 0 | 0 | 0 | 0 | 0 | 22.6294 | 89.7237 | 0
|  |  | 20.8758 | 0 | -20.8758 | 0 | 0 | 20.8758 | 113.579 | 0 | 0 | 0 | 0 | 0 | 20.8758 | 66.5284 | 0
|  |  | 18.9345 | 0 | -18.9345 | 0 | 0 | 18.9345 | 92.5407 | 0 | 0 | 0 | 0 | 0 | 18.9345 | 45.49 | 0
|  |  | 15.4144 | 0 | -15.4144 | 0 | 0 | 15.4144 | 75.4135 | 0 | 0 | 0 | 0 | 0 | 15.4144 | 28.3629 | 0
|  |  | 11.7376 | 0 | -11.7376 | 0 | 0 | 11.7376 | 62.3717 | 0 | 0 | 0 | 0 | 0 | 11.7376 | 15.3211 | 0
|  |  | 16.1057 | 7.3695 | -8.7363 | 2.3168 | 0 | 8.7363 | 52.6647 | 7.3695 | 0 | 0 | 2.3168 | 0 | 13.789 | 0 | 7.3695
|  |  | 19.9504 | 67.8471 | 47.8967 | 21.3294 | 47.8967 | 0 | 95.7717 | 19.9504 | 0 | 1.3791 | 19.9504 | 0 | 0 | 0 | 19.9504
|  |  | 26.3005 | 230.6159 | 204.3154 | 72.5 | 204.3154 | 0 | 279.6556 | 26.3005 | 0 | 46.1995 | 26.3005 | 0 | 0 | 0 | 26.3005
|  |  | 31.0713 | 389.7801 | 358.7088 | 122.5373 | 114.4041 | 0 | 382.6192 | 275.3761 | 244.3048 | 91.466 | 31.0713 | 0 | 0 | 0 | 275.3761
|  |  | 33.2435 | 516.9032 | 483.6597 | 162.5017 | 0 | 0 | 382.6192 | 516.9032 | 483.6597 | 129.2581 | 33.2435 | 0 | 0 | 0 | 516.9032
|  |  | 33.9264 | 590.9182 | 556.9918 | 185.7702 | 0 | 0 | 382.6192 | 590.9182 | 556.9918 | 151.8437 | 33.9264 | 0 | 0 | 0 | 590.9182
|  |  | 35.3688 | 617.4322 | 582.0635 | 194.1055 | 0 | 0 | 382.6192 | 617.4322 | 582.0635 | 112.6858 | 35.3688 | 46.0509 | 0 | 41.4458 | 617.4322
|  |  | 34.1685 | 591.9595 | 557.791 | 186.0975 | 0 | 0 | 382.6192 | 591.9595 | 557.791 | 0 | 34.1685 | 151.929 | 0 | 178.1819 | 591.9595
|  |  | 35.1159 | 517.3839 | 482.268 | 162.6528 | 0 | 0 | 382.6192 | 517.3839 | 482.268 | 0 | 35.1159 | 127.5369 | 0 | 292.9651 | 517.3839
|  |  | 40.4938 | 397.7103 | 357.2165 | 125.0303 | 0 | 0 | 382.6192 | 397.7103 | 357.2165 | 0 | 40.4938 | 84.5365 | 0 | 369.048 | 397.7103
|  |  | 46.2897 | 240.9492 | 194.6595 | 75.7485 | 0 | 0 | 382.6192 | 240.9492 | 194.6595 | 0 | 46.2897 | 29.4588 | 0 | 395.5609 | 240.9492
|  |  | 46.7678 | 96.0432 | 49.2755 | 30.1936 | 0 | 0 | 382.6192 | 96.0432 | 49.2755 | 0 | 30.1936 | 0 | 16.5741 | 377.1452 | 96.0432
|  |  | 41.1187 | 9.2919 | -31.8268 | 2.9212 | 0 | 31.8268 | 347.2562 | 9.2919 | 0 | 0 | 2.9212 | 0 | 38.1975 | 334.7035 | 9.2919
|  |  | 30.6708 | 0 | -30.6708 | 0 | 0 | 30.6708 | 313.1776 | 0 | 0 | 0 | 0 | 0 | 30.6708 | 300.6249 | 0
|  |  | 23.3615 | 0 | -23.3615 | 0 | 0 | 23.3615 | 287.2203 | 0 | 0 | 0 | 0 | 0 | 23.3615 | 274.6676 | 0
|  |  | 23.6941 | 0 | -23.6941 | 0 | 0 | 23.6941 | 260.8935 | 0 | 0 | 0 | 0 | 0 | 23.6941 | 248.3408 | 0
|  |  | 24.2768 | 0 | -24.2768 | 0 | 0 | 24.2768 | 233.9192 | 0 | 0 | 0 | 0 | 0 | 24.2768 | 221.3665 | 0
|  |  | 24.5562 | 0 | -24.5562 | 0 | 0 | 24.5562 | 206.6346 | 0 | 0 | 0 | 0 | 0 | 24.5562 | 194.0819 | 0
|  |  | 24.0861 | 0 | -24.0861 | 0 | 0 | 24.0861 | 179.8723 | 0 | 0 | 0 | 0 | 0 | 24.0861 | 167.3196 | 0
|  |  | 22.6294 | 0 | -22.6294 | 0 | 0 | 22.6294 | 154.7285 | 0 | 0 | 0 | 0 | 0 | 22.6294 | 142.1758 | 0
|  |  | 20.8758 | 0 | -20.8758 | 0 | 0 | 20.8758 | 131.5332 | 0 | 0 | 0 | 0 | 0 | 20.8758 | 118.9805 | 0
|  |  | 18.9345 | 0 | -18.9345 | 0 | 0 | 18.9345 | 110.4949 | 0 | 0 | 0 | 0 | 0 | 18.9345 | 97.9422 | 0
|  |  | 15.4144 | 0 | -15.4144 | 0 | 0 | 15.4144 | 93.3677 | 0 | 0 | 0 | 0 | 0 | 15.4144 | 80.8151 | 0
|  |  | 11.7376 | 0 | -11.7376 | 0 | 0 | 11.7376 | 80.3259 | 0 | 0 | 0 | 0 | 0 | 11.7376 | 67.7732 | 0
|  |  | 16.1057 | 2.323 | -13.7828 | 0.73029 | 0 | 13.7828 | 65.0117 | 2.323 | 0 | 0 | 0.73029 | 0 | 15.3755 | 50.6894 | 2.323
|  |  | 19.9504 | 61.1985 | 41.2481 | 19.2393 | 41.2481 | 0 | 102.1351 | 19.9504 | 0 | 0 | 19.2393 | 0 | 0.71106 | 49.8993 | 19.9504
|  |  | 26.3005 | 37.2478 | 10.9473 | 11.7098 | 10.9473 | 0 | 111.9876 | 26.3005 | 0 | 0 | 11.7098 | 0 | 14.5907 | 33.6874 | 26.3005
|  |  | 31.0713 | 48.0617 | 16.9904 | 15.1094 | 16.9904 | 0 | 127.279 | 31.0713 | 0 | 0 | 15.1094 | 0 | 15.9619 | 15.952 | 31.0713
|  |  | 33.2435 | 60.0771 | 26.8335 | 18.8868 | 26.8335 | 0 | 151.4292 | 33.2435 | 0 | 0 | 18.8868 | 0 | 14.3568 | 0 | 33.2435
|  |  | 33.9264 | 278.998 | 245.0716 | 87.7101 | 245.0716 | 0 | 371.9935 | 33.9264 | 0 | 53.7837 | 33.9264 | 0 | 0 | 0 | 33.9264
|  |  | 35.3688 | 445.2914 | 409.9226 | 139.9887 | 11.8063 | 0 | 382.6192 | 433.485 | 398.1163 | 74.1825 | 35.3688 | 30.4374 | 0 | 27.3937 | 433.485
|  |  | 34.1685 | 439.7643 | 405.5957 | 138.2511 | 0 | 0 | 382.6192 | 439.7643 | 405.5957 | 0 | 34.1685 | 104.0825 | 0 | 121.068 | 439.7643
|  |  | 35.1159 | 498.0791 | 462.9632 | 156.5838 | 0 | 0 | 382.6192 | 498.0791 | 462.9632 | 0 | 35.1159 | 121.4679 | 0 | 230.3891 | 498.0791
|  |  | 40.4938 | 381.6096 | 341.1158 | 119.9687 | 0 | 0 | 382.6192 | 381.6096 | 341.1158 | 0 | 40.4938 | 79.4749 | 0 | 301.9165 | 381.6096
|  |  | 46.2897 | 329.5428 | 283.2532 | 103.6002 | 0 | 0 | 382.6192 | 329.5428 | 283.2532 | 0 | 46.2897 | 57.3105 | 0 | 353.4959 | 329.5428
|  |  | 46.7678 | 117.9113 | 71.1435 | 37.0684 | 0 | 0 | 382.6192 | 117.9113 | 71.1435 | 0 | 37.0684 | 0 | 9.6994 | 342.7189 | 117.9113
|  |  | 41.1187 | 18.0231 | -23.0956 | 5.666 | 0 | 23.0956 | 356.9575 | 18.0231 | 0 | 0 | 5.666 | 0 | 35.4527 | 303.327 | 18.0231
|  |  | 30.6708 | 0 | -30.6708 | 0 | 0 | 30.6708 | 322.8789 | 0 | 0 | 0 | 0 | 0 | 30.6708 | 269.2484 | 0
|  |  | 23.3615 | 0 | -23.3615 | 0 | 0 | 23.3615 | 296.9216 | 0 | 0 | 0 | 0 | 0 | 23.3615 | 243.2911 | 0
|  |  | 23.6941 | 0 | -23.6941 | 0 | 0 | 23.6941 | 270.5948 | 0 | 0 | 0 | 0 | 0 | 23.6941 | 216.9643 | 0
|  |  | 24.2768 | 0 | -24.2768 | 0 | 0 | 24.2768 | 243.6206 | 0 | 0 | 0 | 0 | 0 | 24.2768 | 189.9901 | 0
|  |  | 24.5562 | 0 | -24.5562 | 0 | 0 | 24.5562 | 216.3359 | 0 | 0 | 0 | 0 | 0 | 24.5562 | 162.7054 | 0
|  |  | 30.2465 | 0 | -30.2465 | 0 | 0 | 30.2465 | 182.7288 | 0 | 0 | 0 | 0 | 0 | 30.2465 | 129.0983 | 0
|  |  | 28.1491 | 0 | -28.1491 | 0 | 0 | 28.1491 | 151.452 | 0 | 0 | 0 | 0 | 0 | 28.1491 | 97.8215 | 0
|  |  | 25.2107 | 0 | -25.2107 | 0 | 0 | 25.2107 | 123.4401 | 0 | 0 | 0 | 0 | 0 | 25.2107 | 69.8096 | 0
|  |  | 21.4417 | 0 | -21.4417 | 0 | 0 | 21.4417 | 99.616 | 0 | 0 | 0 | 0 | 0 | 21.4417 | 45.9855 | 0
|  |  | 17.5188 | 0 | -17.5188 | 0 | 0 | 17.5188 | 80.1506 | 0 | 0 | 0 | 0 | 0 | 17.5188 | 26.5201 | 0
|  |  | 14.3414 | 0 | -14.3414 | 0 | 0 | 14.3414 | 64.2158 | 0 | 0 | 0 | 0 | 0 | 14.3414 | 10.5853 | 0
|  |  | 11.6673 | 6.8087 | -4.8585 | 2.1405 | 0 | 4.8585 | 58.8174 | 6.8087 | 0 | 0 | 2.1405 | 0 | 9.5268 | 0 | 6.8087
|  |  | 9.167 | 65.5241 | 56.3571 | 20.5992 | 56.3571 | 0 | 109.5388 | 9.167 | 0 | 11.4322 | 9.167 | 0 | 0 | 0 | 9.167
|  |  | 7.1962 | 226.5307 | 219.3344 | 71.2157 | 219.3344 | 0 | 306.9398 | 7.1962 | 0 | 56.575 | 7.1962 | 7.4444 | 0 | 6.7 | 7.1962
|  |  | 6.03 | 382.8913 | 376.8613 | 120.3716 | 84.0882 | 0 | 382.6192 | 298.8031 | 292.7731 | 120.3716 | 0 | 0 | 6.03 | 0 | 298.8031
|  |  | 6.0645 | 505.5286 | 499.4642 | 158.9258 | 0 | 0 | 382.6192 | 505.5286 | 499.4642 | 152.8613 | 6.0645 | 0 | 0 | 0 | 505.5286
|  |  | 6.9622 | 586.9131 | 579.9509 | 184.511 | 0 | 0 | 382.6192 | 586.9131 | 579.9509 | 177.5489 | 6.9622 | 0 | 0 | 0 | 586.9131
|  |  | 9.2104 | 614.7087 | 605.4983 | 193.2493 | 0 | 0 | 382.6192 | 614.7087 | 605.4983 | 184.0389 | 9.2104 | 0 | 0 | 0 | 614.7087
|  |  | 12.2202 | 595.3239 | 583.1036 | 187.1552 | 0 | 0 | 382.6192 | 595.3239 | 583.1036 | 75.6484 | 12.2202 | 99.2865 | 0 | 89.3579 | 595.3239
|  |  | 15.3949 | 520.9084 | 505.5135 | 163.7608 | 0 | 0 | 382.6192 | 520.9084 | 505.5135 | 0 | 15.3949 | 148.3659 | 0 | 222.8872 | 520.9084
|  |  | 18.6761 | 404.2787 | 385.6026 | 127.0953 | 0 | 0 | 382.6192 | 404.2787 | 385.6026 | 0 | 18.6761 | 108.4192 | 0 | 320.4645 | 404.2787
|  |  | 22.1391 | 251.6829 | 229.5438 | 79.1229 | 0 | 0 | 382.6192 | 251.6829 | 229.5438 | 0 | 22.1391 | 56.9838 | 0 | 371.7499 | 251.6829
|  |  | 26.0591 | 99.9683 | 73.9091 | 31.4276 | 0 | 0 | 382.6192 | 99.9683 | 73.9091 | 0 | 26.0591 | 5.3684 | 0 | 376.5815 | 99.9683
|  |  | 29.8278 | 11.2144 | -18.6134 | 3.5255 | 0 | 18.6134 | 361.9376 | 11.2144 | 0 | 0 | 3.5255 | 0 | 26.3023 | 347.3567 | 11.2144
|  |  | 32.3465 | 0 | -32.3465 | 0 | 0 | 32.3465 | 325.9971 | 0 | 0 | 0 | 0 | 0 | 32.3465 | 311.4162 | 0
|  |  | 33.6507 | 0 | -33.6507 | 0 | 0 | 33.6507 | 288.6074 | 0 | 0 | 0 | 0 | 0 | 33.6507 | 274.0265 | 0
|  |  | 34.0882 | 0 | -34.0882 | 0 | 0 | 34.0882 | 250.7317 | 0 | 0 | 0 | 0 | 0 | 34.0882 | 236.1507 | 0
|  |  | 33.501 | 0 | -33.501 | 0 | 0 | 33.501 | 213.5084 | 0 | 0 | 0 | 0 | 0 | 33.501 | 198.9274 | 0
|  |  | 32.1465 | 0 | -32.1465 | 0 | 0 | 32.1465 | 177.79 | 0 | 0 | 0 | 0 | 0 | 32.1465 | 163.2091 | 0
|  |  | 30.2465 | 0 | -30.2465 | 0 | 0 | 30.2465 | 144.1829 | 0 | 0 | 0 | 0 | 0 | 30.2465 | 129.6019 | 0
|  |  | 28.1491 | 0 | -28.1491 | 0 | 0 | 28.1491 | 112.9061 | 0 | 0 | 0 | 0 | 0 | 28.1491 | 98.3251 | 0
|  |  | 25.2107 | 0 | -25.2107 | 0 | 0 | 25.2107 | 84.8942 | 0 | 0 | 0 | 0 | 0 | 25.2107 | 70.3132 | 0
|  |  | 21.4417 | 0 | -21.4417 | 0 | 0 | 21.4417 | 61.0701 | 0 | 0 | 0 | 0 | 0 | 21.4417 | 46.4892 | 0
|  |  | 17.5188 | 0 | -17.5188 | 0 | 0 | 17.5188 | 41.6047 | 0 | 0 | 0 | 0 | 0 | 17.5188 | 27.0238 | 0
|  |  | 14.3414 | 0 | -14.3414 | 0 | 0 | 14.3414 | 25.6699 | 0 | 0 | 0 | 0 | 0 | 14.3414 | 11.0889 | 0
|  |  | 11.6673 | 5.3669 | -6.3004 | 1.6872 | 0 | 6.3004 | 18.6695 | 5.3669 | 0 | 0 | 1.6872 | 0 | 9.98 | -2.2466e-15 | 5.3669
|  |  | 9.167 | 73.7747 | 64.6077 | 23.1929 | 64.6077 | 0 | 76.8164 | 9.167 | 0 | 14.026 | 9.167 | 0 | -2.0219e-15 | 0 | 9.167
|  |  | 7.1962 | 274.1117 | 266.9155 | 86.174 | 266.9155 | 0 | 317.0403 | 7.1962 | -2.5757e-14 | 78.9778 | 7.1962 | 0 | 0 | 0 | 7.1962
|  |  | 6.03 | 463.3946 | 457.3646 | 145.6799 | 72.8654 | 0 | 382.6192 | 390.5291 | 384.4991 | 139.6499 | 6.03 | 0 | 0 | 0 | 390.5291
|  |  | 6.0645 | 611.1842 | 605.1198 | 192.1413 | 0 | 0 | 382.6192 | 611.1842 | 605.1198 | 186.0768 | 6.0645 | 0 | 0 | 0 | 611.1842
|  |  | 6.9622 | 703.6228 | 696.6606 | 221.2017 | 0 | 0 | 382.6192 | 703.6228 | 696.6606 | 214.2395 | 6.9622 | 0 | 0 | 0 | 703.6228
|  |  | 9.2104 | 737.1859 | 727.9755 | 231.7531 | 0 | 0 | 382.6192 | 737.1859 | 727.9755 | 222.5427 | 9.2104 | 0 | 0 | 0 | 737.1859
|  |  | 12.2202 | 730.6175 | 718.3972 | 229.6882 | 0 | 0 | 382.6192 | 730.6175 | 718.3972 | 44.9701 | 12.2202 | 172.4978 | 0 | 155.248 | 730.6175
|  |  | 15.3949 | 59.9169 | 44.5219 | 18.8364 | 0 | 0 | 382.6192 | 59.9169 | 44.5219 | 0 | 15.3949 | 3.4415 | 0 | 158.3454 | 59.9169
|  |  | 18.6761 | 514.7405 | 496.0644 | 161.8218 | 0 | 0 | 382.6192 | 514.7405 | 496.0644 | 0 | 18.6761 | 143.1457 | 0 | 287.1765 | 514.7405
|  |  | 22.1391 | 267.303 | 245.1639 | 84.0335 | 0 | 0 | 382.6192 | 267.303 | 245.1639 | 0 | 22.1391 | 61.8944 | 0 | 342.8814 | 267.303
|  |  | 26.0591 | 129.6864 | 103.6273 | 40.7702 | 0 | 0 | 382.6192 | 129.6864 | 103.6273 | 0 | 26.0591 | 14.7111 | 0 | 356.1214 | 129.6864
|  |  | 29.8278 | 9.2118 | -20.616 | 2.896 | 0 | 20.616 | 359.7126 | 9.2118 | 0 | 0 | 2.896 | 0 | 26.9319 | 326.1971 | 9.2118
|  |  | 32.3465 | 0 | -32.3465 | 0 | 0 | 32.3465 | 323.772 | 0 | 0 | 0 | 0 | 0 | 32.3465 | 290.2565 | 0
|  |  | 33.6507 | 0 | -33.6507 | 0 | 0 | 33.6507 | 286.3824 | 0 | 0 | 0 | 0 | 0 | 33.6507 | 252.8669 | 0
|  |  | 34.0882 | 0 | -34.0882 | 0 | 0 | 34.0882 | 248.5066 | 0 | 0 | 0 | 0 | 0 | 34.0882 | 214.9911 | 0
|  |  | 33.501 | 0 | -33.501 | 0 | 0 | 33.501 | 211.2833 | 0 | 0 | 0 | 0 | 0 | 33.501 | 177.7678 | 0
|  |  | 32.1465 | 0 | -32.1465 | 0 | 0 | 32.1465 | 175.565 | 0 | 0 | 0 | 0 | 0 | 32.1465 | 142.0495 | 0
|  |  | 24.0861 | 0 | -24.0861 | 0 | 0 | 24.0861 | 148.8026 | 0 | 0 | 0 | 0 | 0 | 24.0861 | 115.2872 | 0
|  |  | 22.6294 | 0 | -22.6294 | 0 | 0 | 22.6294 | 123.6589 | 0 | 0 | 0 | 0 | 0 | 22.6294 | 90.1434 | 0
|  |  | 20.8758 | 0 | -20.8758 | 0 | 0 | 20.8758 | 100.4636 | 0 | 0 | 0 | 0 | 0 | 20.8758 | 66.9481 | 0
|  |  | 18.9345 | 0 | -18.9345 | 0 | 0 | 18.9345 | 79.4252 | 0 | 0 | 0 | 0 | 0 | 18.9345 | 45.9097 | 0
|  |  | 15.4144 | 0 | -15.4144 | 0 | 0 | 15.4144 | 62.2981 | 0 | 0 | 0 | 0 | 0 | 15.4144 | 28.7826 | 0
|  |  | 11.7376 | 0 | -11.7376 | 0 | 0 | 11.7376 | 49.2563 | 0 | 0 | 0 | 0 | 0 | 11.7376 | 15.7408 | 0
|  |  | 16.1057 | 6.1679 | -9.9378 | 1.939 | 0 | 9.9378 | 38.2142 | 6.1679 | 0 | 0 | 1.939 | 0 | 14.1667 | 2.1759e-15 | 6.1679
|  |  | 19.9504 | 63.5215 | 43.5711 | 19.9696 | 43.5711 | 0 | 77.4283 | 19.9504 | 0 | 0.019225 | 19.9504 | 0 | 1.9584e-15 | 0 | 19.9504
|  |  | 26.3005 | 222.926 | 196.6255 | 70.0825 | 196.6255 | 0 | 254.3912 | 26.3005 | 0 | 43.7819 | 26.3005 | 0 | 0 | 0 | 26.3005
|  |  | 31.0713 | 379.9275 | 348.8562 | 119.4399 | 142.4756 | 0 | 382.6192 | 237.4519 | 206.3806 | 88.3686 | 31.0713 | 0 | 0 | 0 | 237.4519
|  |  | 33.2435 | 498.3995 | 465.156 | 156.6846 | 0 | 0 | 382.6192 | 498.3995 | 465.156 | 123.441 | 33.2435 | 0 | 0 | 0 | 498.3995
|  |  | 33.9264 | 577.7013 | 543.7748 | 181.6151 | 0 | 0 | 382.6192 | 577.7013 | 543.7748 | 147.6886 | 33.9264 | 0 | 0 | 0 | 577.7013
|  |  | 35.3688 | 607.9 | 572.5312 | 191.1088 | 0 | 0 | 382.6192 | 607.9 | 572.5312 | 155.74 | 35.3688 | 0 | 0 | 0 | 607.9
|  |  | 34.1685 | 592.6805 | 558.5119 | 186.3242 | 0 | 0 | 382.6192 | 592.6805 | 558.5119 | 25.0869 | 34.1685 | 127.0688 | 0 | 114.3619 | 592.6805
|  |  | 35.1159 | 522.9911 | 487.8752 | 164.4155 | 0 | 0 | 382.6192 | 522.9911 | 487.8752 | 0 | 35.1159 | 129.2996 | 0 | 230.7316 | 522.9911
|  |  | 40.4938 | 409.966 | 369.4722 | 128.8832 | 0 | 0 | 382.6192 | 409.966 | 369.4722 | 0 | 40.4938 | 88.3894 | 0 | 310.282 | 409.966
|  |  | 46.2897 | 254.1661 | 207.8764 | 79.9036 | 0 | 0 | 382.6192 | 254.1661 | 207.8764 | 0 | 46.2897 | 33.6139 | 0 | 340.5345 | 254.1661
|  |  | 46.7678 | 102.131 | 55.3633 | 32.1075 | 0 | 0 | 382.6192 | 102.131 | 55.3633 | 0 | 32.1075 | 0 | 14.6603 | 324.2453 | 102.131
|  |  | 41.1187 | 11.6149 | -29.5038 | 3.6514 | 0 | 29.5038 | 349.8373 | 11.6149 | 0 | 0 | 3.6514 | 0 | 37.4672 | 282.6151 | 11.6149
|  |  | 30.6708 | 0 | -30.6708 | 0 | 0 | 30.6708 | 315.7587 | 0 | 0 | 0 | 0 | 0 | 30.6708 | 248.5365 | 0
|  |  | 23.3615 | 0 | -23.3615 | 0 | 0 | 23.3615 | 289.8014 | 0 | 0 | 0 | 0 | 0 | 23.3615 | 222.5792 | 0
|  |  | 23.6941 | 0 | -23.6941 | 0 | 0 | 23.6941 | 263.4746 | 0 | 0 | 0 | 0 | 0 | 23.6941 | 196.2524 | 0
|  |  | 24.2768 | 0 | -24.2768 | 0 | 0 | 24.2768 | 236.5003 | 0 | 0 | 0 | 0 | 0 | 24.2768 | 169.2781 | 0
|  |  | 24.5562 | 0 | -24.5562 | 0 | 0 | 24.5562 | 209.2157 | 0 | 0 | 0 | 0 | 0 | 24.5562 | 141.9935 | 0
|  |  | 24.0861 | 0 | -24.0861 | 0 | 0 | 24.0861 | 182.4534 | 0 | 0 | 0 | 0 | 0 | 24.0861 | 115.2312 | 0
|  |  | 22.6294 | 0 | -22.6294 | 0 | 0 | 22.6294 | 157.3096 | 0 | 0 | 0 | 0 | 0 | 22.6294 | 90.0874 | 0
|  |  | 20.8758 | 0 | -20.8758 | 0 | 0 | 20.8758 | 134.1143 | 0 | 0 | 0 | 0 | 0 | 20.8758 | 66.8921 | 0
|  |  | 18.9345 | 0 | -18.9345 | 0 | 0 | 18.9345 | 113.076 | 0 | 0 | 0 | 0 | 0 | 18.9345 | 45.8538 | 0
|  |  | 15.4144 | 0 | -15.4144 | 0 | 0 | 15.4144 | 95.9488 | 0 | 0 | 0 | 0 | 0 | 15.4144 | 28.7266 | 0
|  |  | 11.7376 | 0 | -11.7376 | 0 | 0 | 11.7376 | 82.907 | 0 | 0 | 0 | 0 | 0 | 11.7376 | 15.6848 | 0
|  |  | 16.1057 | 6.3281 | -9.7776 | 1.9894 | 0 | 9.7776 | 72.043 | 6.3281 | 0 | 0 | 1.9894 | 0 | 14.1163 | 2.255e-15 | 6.3281
|  |  | 19.9504 | 73.2139 | 53.2636 | 23.0167 | 53.2636 | 0 | 119.9802 | 19.9504 | 0 | 3.0663 | 19.9504 | 0 | 2.0295e-15 | 0 | 19.9504
|  |  | 26.3005 | 288.5302 | 262.2297 | 90.7068 | 262.2297 | 0 | 355.9869 | 26.3005 | 0 | 64.4063 | 26.3005 | 0 | 0 | 0 | 26.3005
|  |  | 31.0713 | 475.7304 | 444.6591 | 149.558 | 29.5915 | 0 | 382.6192 | 446.1389 | 415.0677 | 118.4867 | 31.0713 | 0 | 0 | 0 | 446.1389
|  |  | 33.2435 | 653.3984 | 620.1548 | 205.4124 | 0 | 0 | 382.6192 | 653.3984 | 620.1548 | 172.1689 | 33.2435 | 0 | 0 | 0 | 653.3984
|  |  | 33.9264 | 468.5212 | 434.5947 | 147.2915 | 0 | 0 | 382.6192 | 468.5212 | 434.5947 | 96.8881 | 33.9264 | 16.477 | 0 | 14.8293 | 468.5212
|  |  | 35.3688 | 450.1776 | 414.8088 | 141.5248 | 0 | 0 | 382.6192 | 450.1776 | 414.8088 | 0 | 35.3688 | 106.156 | 0 | 110.3697 | 450.1776
|  |  | 34.1685 | 447.5342 | 413.3657 | 140.6938 | 0 | 0 | 382.6192 | 447.5342 | 413.3657 | 0 | 34.1685 | 106.5252 | 0 | 206.2424 | 447.5342
|  |  | 35.1159 | 392.7439 | 357.628 | 123.469 | 0 | 0 | 382.6192 | 392.7439 | 357.628 | 0 | 35.1159 | 88.3531 | 0 | 285.7602 | 392.7439
|  |  | 40.4938 | 296.5405 | 256.0467 | 93.225 | 0 | 0 | 382.6192 | 296.5405 | 256.0467 | 0 | 40.4938 | 52.7312 | 0 | 333.2183 | 296.5405
|  |  | 46.2897 | 195.7712 | 149.4815 | 61.5457 | 0 | 0 | 382.6192 | 195.7712 | 149.4815 | 0 | 46.2897 | 15.256 | 0 | 346.9487 | 195.7712
|  |  | 46.7678 | 88.1131 | 41.3453 | 27.7006 | 0 | 0 | 382.6192 | 88.1131 | 41.3453 | 0 | 27.7006 | 0 | 19.0672 | 325.7629 | 88.1131
|  |  | 41.1187 | 10.093 | -31.0257 | 3.173 | 0 | 31.0257 | 348.1462 | 10.093 | 0 | 0 | 3.173 | 0 | 37.9457 | 283.601 | 10.093
|  |  | 30.6708 | 0 | -30.6708 | 0 | 0 | 30.6708 | 314.0676 | 0 | 0 | 0 | 0 | 0 | 30.6708 | 249.5224 | 0
|  |  | 23.3615 | 0 | -23.3615 | 0 | 0 | 23.3615 | 288.1103 | 0 | 0 | 0 | 0 | 0 | 23.3615 | 223.5651 | 0
|  |  | 23.6941 | 0 | -23.6941 | 0 | 0 | 23.6941 | 261.7835 | 0 | 0 | 0 | 0 | 0 | 23.6941 | 197.2383 | 0
|  |  | 24.2768 | 0 | -24.2768 | 0 | 0 | 24.2768 | 234.8093 | 0 | 0 | 0 | 0 | 0 | 24.2768 | 170.2641 | 0
|  |  | 24.5562 | 0 | -24.5562 | 0 | 0 | 24.5562 | 207.5246 | 0 | 0 | 0 | 0 | 0 | 24.5562 | 142.9794 | 0
|  |  | 24.0861 | 0 | -24.0861 | 0 | 0 | 24.0861 | 180.7623 | 0 | 0 | 0 | 0 | 0 | 24.0861 | 116.2171 | 0
|  |  | 22.6294 | 0 | -22.6294 | 0 | 0 | 22.6294 | 155.6186 | 0 | 0 | 0 | 0 | 0 | 22.6294 | 91.0734 | 0
|  |  | 20.8758 | 0 | -20.8758 | 0 | 0 | 20.8758 | 132.4233 | 0 | 0 | 0 | 0 | 0 | 20.8758 | 67.8781 | 0
|  |  | 18.9345 | 0 | -18.9345 | 0 | 0 | 18.9345 | 111.3849 | 0 | 0 | 0 | 0 | 0 | 18.9345 | 46.8397 | 0
|  |  | 15.4144 | 0 | -15.4144 | 0 | 0 | 15.4144 | 94.2578 | 0 | 0 | 0 | 0 | 0 | 15.4144 | 29.7126 | 0
|  |  | 11.7376 | 0 | -11.7376 | 0 | 0 | 11.7376 | 81.216 | 0 | 0 | 0 | 0 | 0 | 11.7376 | 16.6708 | 0
|  |  | 16.1057 | 5.9276 | -10.1781 | 1.8635 | 0 | 10.1781 | 69.9069 | 5.9276 | 0 | 0 | 1.8635 | 0 | 14.2423 | 0.84603 | 5.9276
|  |  | 19.9504 | 61.0383 | 41.0879 | 19.1889 | 41.0879 | 0 | 106.8861 | 19.9504 | 0 | 0 | 19.1889 | 0 | 0.76143 | 0 | 19.9504
|  |  | 26.3005 | 235.1017 | 208.8011 | 73.9102 | 208.8011 | 0 | 294.8071 | 26.3005 | 0 | 47.6097 | 26.3005 | 0 | 0 | 0 | 26.3005
|  |  | 31.0713 | 403.7981 | 372.7268 | 126.9442 | 97.5691 | 0 | 382.6192 | 306.229 | 275.1578 | 95.8729 | 31.0713 | 0 | 0 | 0 | 306.229
|  |  | 33.2435 | 537.1692 | 503.9257 | 168.8728 | 0 | 0 | 382.6192 | 537.1692 | 503.9257 | 135.6293 | 33.2435 | 0 | 0 | 0 | 537.1692
|  |  | 33.9264 | 620.9568 | 587.0303 | 195.2135 | 0 | 0 | 382.6192 | 620.9568 | 587.0303 | 161.2871 | 33.9264 | 0 | 0 | 0 | 620.9568
|  |  | 35.3688 | 650.6749 | 615.3061 | 204.5562 | 0 | 0 | 382.6192 | 650.6749 | 615.3061 | 169.1874 | 35.3688 | 0 | 0 | 0 | 650.6749
|  |  | 34.1685 | 627.7655 | 593.597 | 197.354 | 0 | 0 | 382.6192 | 627.7655 | 593.597 | 54.1569 | 34.1685 | 109.0286 | 0 | 98.1257 | 627.7655
|  |  | 35.1159 | 551.5076 | 516.3917 | 173.3805 | 0 | 0 | 382.6192 | 551.5076 | 516.3917 | 0 | 35.1159 | 138.2646 | 0 | 222.5638 | 551.5076
|  |  | 40.4938 | 426.307 | 385.8132 | 134.0204 | 0 | 0 | 382.6192 | 426.307 | 385.8132 | 0 | 40.4938 | 93.5266 | 0 | 306.7378 | 426.307
|  |  | 46.2897 | 262.7371 | 216.4474 | 82.5981 | 0 | 0 | 382.6192 | 262.7371 | 216.4474 | 0 | 46.2897 | 36.3084 | 0 | 339.4153 | 262.7371
|  |  | 46.7678 | 106.4566 | 59.6888 | 33.4673 | 0 | 0 | 382.6192 | 106.4566 | 59.6888 | 0 | 33.4673 | 0 | 13.3004 | 324.6371 | 106.4566
|  |  | 41.1187 | 11.0542 | -30.0645 | 3.4752 | 0 | 30.0645 | 349.2142 | 11.0542 | 0 | 0 | 3.4752 | 0 | 37.6435 | 282.8109 | 11.0542
|  |  | 30.6708 | 0 | -30.6708 | 0 | 0 | 30.6708 | 315.1356 | 0 | 0 | 0 | 0 | 0 | 30.6708 | 248.7323 | 0
|  |  | 23.3615 | 0 | -23.3615 | 0 | 0 | 23.3615 | 289.1784 | 0 | 0 | 0 | 0 | 0 | 23.3615 | 222.7751 | 0
|  |  | 23.6941 | 0 | -23.6941 | 0 | 0 | 23.6941 | 262.8516 | 0 | 0 | 0 | 0 | 0 | 23.6941 | 196.4483 | 0
|  |  | 24.2768 | 0 | -24.2768 | 0 | 0 | 24.2768 | 235.8773 | 0 | 0 | 0 | 0 | 0 | 24.2768 | 169.474 | 0
|  |  | 24.5562 | 0 | -24.5562 | 0 | 0 | 24.5562 | 208.5927 | 0 | 0 | 0 | 0 | 0 | 24.5562 | 142.1894 | 0
|  |  | 24.0861 | 0 | -24.0861 | 0 | 0 | 24.0861 | 181.8304 | 0 | 0 | 0 | 0 | 0 | 24.0861 | 115.4271 | 0
|  |  | 22.6294 | 0 | -22.6294 | 0 | 0 | 22.6294 | 156.6866 | 0 | 0 | 0 | 0 | 0 | 22.6294 | 90.2833 | 0
|  |  | 20.8758 | 0 | -20.8758 | 0 | 0 | 20.8758 | 133.4913 | 0 | 0 | 0 | 0 | 0 | 20.8758 | 67.088 | 0
|  |  | 18.9345 | 0 | -18.9345 | 0 | 0 | 18.9345 | 112.4529 | 0 | 0 | 0 | 0 | 0 | 18.9345 | 46.0496 | 0
|  |  | 15.4144 | 0 | -15.4144 | 0 | 0 | 15.4144 | 95.3258 | 0 | 0 | 0 | 0 | 0 | 15.4144 | 28.9225 | 0
|  |  | 11.7376 | 0 | -11.7376 | 0 | 0 | 11.7376 | 82.284 | 0 | 0 | 0 | 0 | 0 | 11.7376 | 15.8807 | 0
|  |  | 16.1057 | 5.7674 | -10.3383 | 1.8131 | 0 | 10.3383 | 70.7969 | 5.7674 | 0 | 0 | 1.8131 | 0 | 14.2926 | 2.2059e-15 | 5.7674
|  |  | 19.9504 | 67.6067 | 47.6564 | 21.2539 | 47.6564 | 0 | 113.6877 | 19.9504 | 0 | 1.3035 | 19.9504 | 0 | 1.9853e-15 | 0 | 19.9504
|  |  | 26.3005 | 262.4968 | 236.1963 | 82.5225 | 236.1963 | 0 | 326.2643 | 26.3005 | 0 | 56.222 | 26.3005 | 0 | 0 | 0 | 26.3005
|  |  | 31.0713 | 446.4929 | 415.4216 | 140.3664 | 62.6166 | 0 | 382.6192 | 383.8763 | 352.805 | 109.2951 | 31.0713 | 0 | 0 | 0 | 383.8763
|  |  | 33.2435 | 590.1172 | 556.8736 | 185.5183 | 0 | 0 | 382.6192 | 590.1172 | 556.8736 | 152.2748 | 33.2435 | 0 | 0 | 0 | 590.1172
|  |  | 33.9264 | 681.915 | 647.9885 | 214.3773 | 0 | 0 | 382.6192 | 681.915 | 647.9885 | 180.4509 | 33.9264 | 0 | 0 | 0 | 681.915
|  |  | 35.3688 | 716.2791 | 680.9103 | 225.1805 | 0 | 0 | 382.6192 | 716.2791 | 680.9103 | 189.8118 | 35.3688 | 0 | 0 | 0 | 716.2791
|  |  | 34.1685 | 692.8891 | 658.7205 | 217.8273 | 0 | 0 | 382.6192 | 692.8891 | 658.7205 | 131.717 | 34.1685 | 51.9417 | 0 | 46.7476 | 692.8891
|  |  | 35.1159 | 612.3858 | 577.2699 | 192.519 | 0 | 0 | 382.6192 | 612.3858 | 577.2699 | 0 | 35.1159 | 157.4031 | 0 | 188.4104 | 612.3858
|  |  | 40.4938 | 477.4126 | 436.9187 | 150.0868 | 0 | 0 | 382.6192 | 477.4126 | 436.9187 | 0 | 40.4938 | 109.5929 | 0 | 287.044 | 477.4126
|  |  | 46.2897 | 299.9048 | 253.6151 | 94.2827 | 0 | 0 | 382.6192 | 299.9048 | 253.6151 | 0 | 46.2897 | 47.993 | 0 | 330.2378 | 299.9048
|  |  | 46.7678 | 133.2109 | 86.4432 | 41.8782 | 0 | 0 | 382.6192 | 133.2109 | 86.4432 | 0 | 41.8782 | 0 | 4.8895 | 324.805 | 133.2109
|  |  | 41.1187 | 11.2945 | -29.8242 | 3.5507 | 0 | 29.8242 | 349.4813 | 11.2945 | 0 | 0 | 3.5507 | 0 | 37.568 | 283.0628 | 11.2945
|  |  | 30.6708 | 0 | -30.6708 | 0 | 0 | 30.6708 | 315.4026 | 0 | 0 | 0 | 0 | 0 | 30.6708 | 248.9842 | 0
|  |  | 23.3615 | 0 | -23.3615 | 0 | 0 | 23.3615 | 289.4454 | 0 | 0 | 0 | 0 | 0 | 23.3615 | 223.0269 | 0
|  |  | 23.6941 | 0 | -23.6941 | 0 | 0 | 23.6941 | 263.1186 | 0 | 0 | 0 | 0 | 0 | 23.6941 | 196.7001 | 0
|  |  | 24.2768 | 0 | -24.2768 | 0 | 0 | 24.2768 | 236.1443 | 0 | 0 | 0 | 0 | 0 | 24.2768 | 169.7258 | 0
|  |  | 24.5562 | 0 | -24.5562 | 0 | 0 | 24.5562 | 208.8597 | 0 | 0 | 0 | 0 | 0 | 24.5562 | 142.4412 | 0
|  |  | 24.0861 | 0 | -24.0861 | 0 | 0 | 24.0861 | 182.0974 | 0 | 0 | 0 | 0 | 0 | 24.0861 | 115.6789 | 0
|  |  | 22.6294 | 0 | -22.6294 | 0 | 0 | 22.6294 | 156.9536 | 0 | 0 | 0 | 0 | 0 | 22.6294 | 90.5351 | 0
|  |  | 20.8758 | 0 | -20.8758 | 0 | 0 | 20.8758 | 133.7583 | 0 | 0 | 0 | 0 | 0 | 20.8758 | 67.3398 | 0
|  |  | 18.9345 | 0 | -18.9345 | 0 | 0 | 18.9345 | 112.72 | 0 | 0 | 0 | 0 | 0 | 18.9345 | 46.3015 | 0
|  |  | 15.4144 | 0 | -15.4144 | 0 | 0 | 15.4144 | 95.5928 | 0 | 0 | 0 | 0 | 0 | 15.4144 | 29.1743 | 0
|  |  | 11.7376 | 0 | -11.7376 | 0 | 0 | 11.7376 | 82.551 | 0 | 0 | 0 | 0 | 0 | 11.7376 | 16.1325 | 0
|  |  | 16.1057 | 5.0465 | -11.0593 | 1.5865 | 0 | 11.0593 | 70.2629 | 5.0465 | 0 | 0 | 1.5865 | 0 | 14.5193 | -2.2157e-15 | 5.0465
|  |  | 19.9504 | 70.5705 | 50.6202 | 22.1856 | 50.6202 | 0 | 115.8211 | 19.9504 | 0 | 2.2353 | 19.9504 | 0 | -1.9941e-15 | 0 | 19.9504
|  |  | 26.3005 | 196.412 | 170.1115 | 61.7471 | 170.1115 | 0 | 268.9214 | 26.3005 | 0 | 35.4466 | 26.3005 | 0 | 0 | 0 | 26.3005
|  |  | 31.0713 | 313.2019 | 282.1306 | 98.463 | 126.3309 | 0 | 382.6192 | 186.871 | 155.7997 | 67.3917 | 31.0713 | 0 | 0 | 0 | 186.871
|  |  | 33.2435 | 422.6223 | 389.3787 | 132.8621 | 0 | 0 | 382.6192 | 422.6223 | 389.3787 | 99.6185 | 33.2435 | 0 | 0 | 0 | 422.6223
|  |  | 33.9264 | 580.5049 | 546.5784 | 182.4965 | 0 | 0 | 382.6192 | 580.5049 | 546.5784 | 148.57 | 33.9264 | 0 | 0 | 0 | 580.5049
|  |  | 35.3688 | 526.836 | 491.4672 | 165.6243 | 0 | 0 | 382.6192 | 526.836 | 491.4672 | 33.4197 | 35.3688 | 96.8358 | 0 | 87.1522 | 526.836
|  |  | 34.1685 | 453.1414 | 418.9729 | 142.4565 | 0 | 0 | 382.6192 | 453.1414 | 418.9729 | 0 | 34.1685 | 108.288 | 0 | 184.6114 | 453.1414
|  |  | 35.1159 | 399.0721 | 363.9562 | 125.4584 | 0 | 0 | 382.6192 | 399.0721 | 363.9562 | 0 | 35.1159 | 90.3425 | 0 | 265.9197 | 399.0721
|  |  | 40.4938 | 380.2479 | 339.7541 | 119.5406 | 0 | 0 | 382.6192 | 380.2479 | 339.7541 | 0 | 40.4938 | 79.0468 | 0 | 337.0618 | 380.2479
|  |  | 46.2897 | 237.6649 | 191.3753 | 74.716 | 0 | 0 | 382.6192 | 237.6649 | 191.3753 | 0 | 46.2897 | 28.4263 | 0 | 362.6455 | 237.6649
|  |  | 46.7678 | 100.4489 | 53.6811 | 31.5787 | 0 | 0 | 382.6192 | 100.4489 | 53.6811 | 0 | 31.5787 | 0 | 15.1891 | 345.7687 | 100.4489
|  |  | 41.1187 | 10.6537 | -30.465 | 3.3493 | 0 | 30.465 | 348.7692 | 10.6537 | 0 | 0 | 3.3493 | 0 | 37.7694 | 303.8027 | 10.6537
|  |  | 30.6708 | 0 | -30.6708 | 0 | 0 | 30.6708 | 314.6906 | 0 | 0 | 0 | 0 | 0 | 30.6708 | 269.7241 | 0
|  |  | 23.3615 | 0 | -23.3615 | 0 | 0 | 23.3615 | 288.7334 | 0 | 0 | 0 | 0 | 0 | 23.3615 | 243.7668 | 0
|  |  | 23.6941 | 0 | -23.6941 | 0 | 0 | 23.6941 | 262.4065 | 0 | 0 | 0 | 0 | 0 | 23.6941 | 217.44 | 0
|  |  | 24.2768 | 0 | -24.2768 | 0 | 0 | 24.2768 | 235.4323 | 0 | 0 | 0 | 0 | 0 | 24.2768 | 190.4657 | 0
|  |  | 24.5562 | 0 | -24.5562 | 0 | 0 | 24.5562 | 208.1477 | 0 | 0 | 0 | 0 | 0 | 24.5562 | 163.1811 | 0
|  |  | 30.2465 | 0 | -30.2465 | 0 | 0 | 30.2465 | 174.5405 | 0 | 0 | 0 | 0 | 0 | 30.2465 | 129.5739 | 0
|  |  | 28.1491 | 0 | -28.1491 | 0 | 0 | 28.1491 | 143.2637 | 0 | 0 | 0 | 0 | 0 | 28.1491 | 98.2971 | 0
|  |  | 25.2107 | 0 | -25.2107 | 0 | 0 | 25.2107 | 115.2518 | 0 | 0 | 0 | 0 | 0 | 25.2107 | 70.2853 | 0
|  |  | 21.4417 | 0 | -21.4417 | 0 | 0 | 21.4417 | 91.4277 | 0 | 0 | 0 | 0 | 0 | 21.4417 | 46.4612 | 0
|  |  | 17.5188 | 0 | -17.5188 | 0 | 0 | 17.5188 | 71.9624 | 0 | 0 | 0 | 0 | 0 | 17.5188 | 26.9958 | 0
|  |  | 14.3414 | 0 | -14.3414 | 0 | 0 | 14.3414 | 56.0275 | 0 | 0 | 0 | 0 | 0 | 14.3414 | 11.061 | 0
|  |  | 11.6673 | 5.447 | -6.2203 | 1.7124 | 0 | 6.2203 | 49.1161 | 5.447 | 0 | 0 | 1.7124 | 0 | 9.9549 | 0 | 5.447
|  |  | 9.167 | 63.7618 | 54.5949 | 20.0451 | 54.5949 | 0 | 98.2515 | 9.167 | 0 | 10.8782 | 9.167 | 0 | 0 | 0 | 9.167
|  |  | 7.1962 | 255.8483 | 248.6521 | 80.4324 | 248.6521 | 0 | 322.0383 | 7.1962 | 0 | 73.2362 | 7.1962 | 0 | 0 | 0 | 7.1962
|  |  | 6.03 | 437.1209 | 431.0909 | 137.4201 | 67.3121 | 0 | 382.6192 | 369.8087 | 363.7787 | 131.3901 | 6.03 | 0 | 0 | 0 | 369.8087
|  |  | 6.0645 | 578.0217 | 571.9572 | 181.7158 | 0 | 0 | 382.6192 | 578.0217 | 571.9572 | 175.6513 | 6.0645 | 0 | 0 | 0 | 578.0217
|  |  | 6.9622 | 667.7368 | 660.7746 | 209.92 | 0 | 0 | 382.6192 | 667.7368 | 660.7746 | 202.9578 | 6.9622 | 0 | 0 | 0 | 667.7368
|  |  | 9.2104 | 699.3774 | 690.1669 | 219.8671 | 0 | 0 | 382.6192 | 699.3774 | 690.1669 | 210.6566 | 9.2104 | 0 | 0 | 0 | 699.3774
|  |  | 12.2202 | 673.6644 | 661.4442 | 211.7835 | 0 | 0 | 382.6192 | 673.6644 | 661.4442 | 153.331 | 12.2202 | 46.2323 | 0 | 41.6091 | 673.6644
|  |  | 15.3949 | 591.559 | 576.1641 | 185.9716 | 0 | 0 | 382.6192 | 591.559 | 576.1641 | 0 | 15.3949 | 170.5767 | 0 | 195.1281 | 591.559
|  |  | 18.6761 | 454.5833 | 435.9072 | 142.9098 | 0 | 0 | 382.6192 | 454.5833 | 435.9072 | 0 | 18.6761 | 124.2337 | 0 | 306.9385 | 454.5833
|  |  | 22.1391 | 281.0807 | 258.9415 | 88.3649 | 0 | 0 | 382.6192 | 281.0807 | 258.9415 | 0 | 22.1391 | 66.2257 | 0 | 366.5416 | 281.0807
|  |  | 26.0591 | 123.5185 | 97.4594 | 38.8312 | 0 | 0 | 382.6192 | 123.5185 | 97.4594 | 0 | 26.0591 | 12.772 | 0 | 378.0365 | 123.5185
|  |  | 29.8278 | 10.4134 | -19.4145 | 3.2737 | 0 | 19.4145 | 361.0476 | 10.4134 | 0 | 0 | 3.2737 | 0 | 26.5541 | 348.5319 | 10.4134
|  |  | 32.3465 | 0 | -32.3465 | 0 | 0 | 32.3465 | 325.1071 | 0 | 0 | 0 | 0 | 0 | 32.3465 | 312.5913 | 0
|  |  | 33.6507 | 0 | -33.6507 | 0 | 0 | 33.6507 | 287.7174 | 0 | 0 | 0 | 0 | 0 | 33.6507 | 275.2017 | 0
|  |  | 34.0882 | 0 | -34.0882 | 0 | 0 | 34.0882 | 249.8416 | 0 | 0 | 0 | 0 | 0 | 34.0882 | 237.3259 | 0
|  |  | 33.501 | 0 | -33.501 | 0 | 0 | 33.501 | 212.6183 | 0 | 0 | 0 | 0 | 0 | 33.501 | 200.1026 | 0
|  |  | 32.1465 | 0 | -32.1465 | 0 | 0 | 32.1465 | 176.9 | 0 | 0 | 0 | 0 | 0 | 32.1465 | 164.3843 | 0
|  |  | 30.2465 | 0 | -30.2465 | 0 | 0 | 30.2465 | 143.2928 | 0 | 0 | 0 | 0 | 0 | 30.2465 | 130.7771 | 0
|  |  | 28.1491 | 0 | -28.1491 | 0 | 0 | 28.1491 | 112.016 | 0 | 0 | 0 | 0 | 0 | 28.1491 | 99.5003 | 0
|  |  | 25.2107 | 0 | -25.2107 | 0 | 0 | 25.2107 | 84.0041 | 0 | 0 | 0 | 0 | 0 | 25.2107 | 71.4884 | 0
|  |  | 21.4417 | 0 | -21.4417 | 0 | 0 | 21.4417 | 60.1801 | 0 | 0 | 0 | 0 | 0 | 21.4417 | 47.6643 | 0
|  |  | 17.5188 | 0 | -17.5188 | 0 | 0 | 17.5188 | 40.7147 | 0 | 0 | 0 | 0 | 0 | 17.5188 | 28.199 | 0
|  |  | 14.3414 | 0 | -14.3414 | 0 | 0 | 14.3414 | 24.7799 | 0 | 0 | 0 | 0 | 0 | 14.3414 | 12.2641 | 0
|  |  | 11.6673 | 2.0026 | -9.6647 | 0.62956 | 0 | 9.6647 | 14.0413 | 2.0026 | 0 | 0 | 0.62956 | 0 | 11.0377 | 0 | 2.0026
|  |  | 9.167 | 45.4183 | 36.2513 | 14.2784 | 36.2513 | 0 | 46.6675 | 9.167 | 0 | 5.1114 | 9.167 | 0 | 0 | 0 | 9.167
|  |  | 7.1962 | 111.3429 | 104.1466 | 35.0035 | 104.1466 | 0 | 140.3995 | 7.1962 | 0 | 18.6635 | 7.1962 | 9.1438 | 0 | 8.2294 | 7.1962
|  |  | 6.03 | 158.7637 | 152.7337 | 49.9114 | 152.7337 | 0 | 277.8598 | 6.03 | 0 | 0 | 6.03 | 43.8814 | 0 | 47.7226 | 6.03
|  |  | 6.0645 | 209.3086 | 203.2441 | 65.8015 | 116.3994 | 0 | 382.6192 | 92.9092 | 86.8447 | 0 | 6.0645 | 59.737 | 0 | 101.4859 | 92.9092
|  |  | 6.9622 | 243.3522 | 236.3901 | 76.504 | 0 | 0 | 382.6192 | 243.3522 | 236.3901 | 0 | 6.9622 | 69.5418 | 0 | 164.0735 | 243.3522
|  |  | 9.2104 | 258.8121 | 249.6017 | 81.3642 | 0 | 0 | 382.6192 | 258.8121 | 249.6017 | 0 | 9.2104 | 72.1537 | 0 | 229.0119 | 258.8121
|  |  | 12.2202 | 231.8975 | 219.6773 | 72.9029 | 0 | 0 | 382.6192 | 231.8975 | 219.6773 | 0 | 12.2202 | 60.6827 | 0 | 283.6263 | 231.8975
|  |  | 15.3949 | 216.0372 | 200.6423 | 67.9168 | 0 | 0 | 382.6192 | 216.0372 | 200.6423 | 0 | 15.3949 | 52.5219 | 0 | 330.896 | 216.0372
|  |  | 18.6761 | 159.1642 | 140.4881 | 50.0373 | 0 | 0 | 382.6192 | 159.1642 | 140.4881 | 0 | 18.6761 | 31.3612 | 0 | 359.1211 | 159.1642
|  |  | 22.1391 | 113.4255 | 91.2864 | 35.6582 | 0 | 0 | 382.6192 | 113.4255 | 91.2864 | 0 | 22.1391 | 13.5191 | 0 | 371.2882 | 113.4255
|  |  | 26.0591 | 53.9092 | 27.85 | 16.9477 | 0 | 0 | 382.6192 | 53.9092 | 27.85 | 0 | 16.9477 | 0 | 9.1114 | 361.1645 | 53.9092
|  |  | 29.8278 | 3.7648 | -26.063 | 1.1836 | 0 | 26.063 | 353.6604 | 3.7648 | 0 | 0 | 1.1836 | 0 | 28.6443 | 329.3375 | 3.7648
|  |  | 32.3465 | 0 | -32.3465 | 0 | 0 | 32.3465 | 317.7198 | 0 | 0 | 0 | 0 | 0 | 32.3465 | 293.397 | 0
|  |  | 33.6507 | 0 | -33.6507 | 0 | 0 | 33.6507 | 280.3302 | 0 | 0 | 0 | 0 | 0 | 33.6507 | 256.0073 | 0
|  |  | 34.0882 | 0 | -34.0882 | 0 | 0 | 34.0882 | 242.4544 | 0 | 0 | 0 | 0 | 0 | 34.0882 | 218.1315 | 0
|  |  | 33.501 | 0 | -33.501 | 0 | 0 | 33.501 | 205.2311 | 0 | 0 | 0 | 0 | 0 | 33.501 | 180.9082 | 0
|  |  | 32.1465 | 0 | -32.1465 | 0 | 0 | 32.1465 | 169.5127 | 0 | 0 | 0 | 0 | 0 | 32.1465 | 145.1899 | 0
|  |  | 24.0861 | 0 | -24.0861 | 0 | 0 | 24.0861 | 142.7504 | 0 | 0 | 0 | 0 | 0 | 24.0861 | 118.4276 | 0
|  |  | 22.6294 | 0 | -22.6294 | 0 | 0 | 22.6294 | 117.6067 | 0 | 0 | 0 | 0 | 0 | 22.6294 | 93.2838 | 0
|  |  | 20.8758 | 0 | -20.8758 | 0 | 0 | 20.8758 | 94.4114 | 0 | 0 | 0 | 0 | 0 | 20.8758 | 70.0885 | 0
|  |  | 18.9345 | 0 | -18.9345 | 0 | 0 | 18.9345 | 73.373 | 0 | 0 | 0 | 0 | 0 | 18.9345 | 49.0502 | 0
|  |  | 15.4144 | 0 | -15.4144 | 0 | 0 | 15.4144 | 56.2459 | 0 | 0 | 0 | 0 | 0 | 15.4144 | 31.923 | 0
|  |  | 11.7376 | 0 | -11.7376 | 0 | 0 | 11.7376 | 43.2041 | 0 | 0 | 0 | 0 | 0 | 11.7376 | 18.8812 | 0
|  |  | 16.1057 | 4.9664 | -11.1394 | 1.5613 | 0 | 11.1394 | 30.827 | 4.9664 | 0 | 0 | 1.5613 | 0 | 14.5444 | 2.7207 | 4.9664
|  |  | 19.9504 | 55.6714 | 35.7211 | 17.5017 | 35.7211 | 0 | 62.9759 | 19.9504 | 0 | 0 | 17.5017 | 0 | 2.4486 | 1.0577e-15 | 19.9504
|  |  | 26.3005 | 231.3368 | 205.0363 | 72.7266 | 205.0363 | 0 | 247.5086 | 26.3005 | 0 | 46.4261 | 26.3005 | -1.1752e-15 | 0 | 0 | 26.3005
|  |  | 31.0713 | 401.395 | 370.3237 | 126.1887 | 150.1229 | 0 | 382.6192 | 251.2721 | 220.2008 | 95.1174 | 31.0713 | 0 | 0 | 0 | 251.2721
|  |  | 33.2435 | 536.4483 | 503.2048 | 168.6462 | 0 | 0 | 382.6192 | 536.4483 | 503.2048 | 135.4026 | 33.2435 | 0 | 0 | 0 | 536.4483
|  |  | 33.9264 | 621.918 | 587.9916 | 195.5157 | 0 | 0 | 382.6192 | 621.918 | 587.9916 | 161.5893 | 33.9264 | 0 | 0 | 0 | 621.918
|  |  | 35.3688 | 654.5999 | 619.2311 | 205.7901 | 0 | 0 | 382.6192 | 654.5999 | 619.2311 | 170.4214 | 35.3688 | 0 | 0 | 0 | 654.5999
|  |  | 34.1685 | 635.0548 | 600.8863 | 199.6456 | 0 | 0 | 382.6192 | 635.0548 | 600.8863 | 59.3452 | 34.1685 | 106.1319 | 0 | 95.5187 | 635.0548
|  |  | 35.1159 | 561.2802 | 526.1643 | 176.4527 | 0 | 0 | 382.6192 | 561.2802 | 526.1643 | 0 | 35.1159 | 141.3368 | 0 | 222.7218 | 561.2802
|  |  | 40.4938 | 435.7591 | 395.2653 | 136.992 | 0 | 0 | 382.6192 | 435.7591 | 395.2653 | 0 | 40.4938 | 96.4981 | 0 | 309.5701 | 435.7591
|  |  | 46.2897 | 272.4296 | 226.1399 | 85.6452 | 0 | 0 | 382.6192 | 272.4296 | 226.1399 | 0 | 46.2897 | 39.3555 | 0 | 344.99 | 272.4296
|  |  | 46.7678 | 114.7873 | 68.0195 | 36.0863 | 0 | 0 | 382.6192 | 114.7873 | 68.0195 | 0 | 36.0863 | 0 | 10.6815 | 333.1218 | 114.7873
|  |  | 41.1187 | 12.4159 | -28.7028 | 3.9033 | 0 | 28.7028 | 350.7273 | 12.4159 | 0 | 0 | 3.9033 | 0 | 37.2154 | 291.7713 | 12.4159
|  |  | 30.6708 | 0 | -30.6708 | 0 | 0 | 30.6708 | 316.6487 | 0 | 0 | 0 | 0 | 0 | 30.6708 | 257.6927 | 0
|  |  | 23.3615 | 0 | -23.3615 | 0 | 0 | 23.3615 | 290.6914 | 0 | 0 | 0 | 0 | 0 | 23.3615 | 231.7354 | 0
|  |  | 23.6941 | 0 | -23.6941 | 0 | 0 | 23.6941 | 264.3646 | 0 | 0 | 0 | 0 | 0 | 23.6941 | 205.4086 | 0
|  |  | 24.2768 | 0 | -24.2768 | 0 | 0 | 24.2768 | 237.3903 | 0 | 0 | 0 | 0 | 0 | 24.2768 | 178.4343 | 0
|  |  | 24.5562 | 0 | -24.5562 | 0 | 0 | 24.5562 | 210.1057 | 0 | 0 | 0 | 0 | 0 | 24.5562 | 151.1497 | 0
|  |  | 24.0861 | 0 | -24.0861 | 0 | 0 | 24.0861 | 183.3434 | 0 | 0 | 0 | 0 | 0 | 24.0861 | 124.3874 | 0
|  |  | 22.6294 | 0 | -22.6294 | 0 | 0 | 22.6294 | 158.1996 | 0 | 0 | 0 | 0 | 0 | 22.6294 | 99.2436 | 0
|  |  | 20.8758 | 0 | -20.8758 | 0 | 0 | 20.8758 | 135.0043 | 0 | 0 | 0 | 0 | 0 | 20.8758 | 76.0483 | 0
|  |  | 18.9345 | 0 | -18.9345 | 0 | 0 | 18.9345 | 113.966 | 0 | 0 | 0 | 0 | 0 | 18.9345 | 55.01 | 0
|  |  | 15.4144 | 0 | -15.4144 | 0 | 0 | 15.4144 | 96.8389 | 0 | 0 | 0 | 0 | 0 | 15.4144 | 37.8828 | 0
|  |  | 11.7376 | 0 | -11.7376 | 0 | 0 | 11.7376 | 83.797 | 0 | 0 | 0 | 0 | 0 | 11.7376 | 24.841 | 0
|  |  | 16.1057 | 3.5245 | -12.5812 | 1.108 | 0 | 12.5812 | 69.8179 | 3.5245 | 0 | 0 | 1.108 | 0 | 14.9977 | 8.1769 | 3.5245
|  |  | 19.9504 | 40.0514 | 20.101 | 12.5912 | 20.101 | 0 | 87.9088 | 19.9504 | 0 | 0 | 12.5912 | 0 | 7.3592 | 0 | 19.9504
|  |  | 26.3005 | 97.405 | 71.1045 | 30.6217 | 71.1045 | 0 | 151.9028 | 26.3005 | 0 | 4.3212 | 26.3005 | 0 | 0 | 0 | 26.3005
|  |  | 31.0713 | 190.2441 | 159.1728 | 59.8081 | 159.1728 | 0 | 295.1584 | 31.0713 | 0 | 28.7368 | 31.0713 | 0 | 0 | 0 | 31.0713
|  |  | 33.2435 | 352.7726 | 319.5291 | 110.9031 | 97.1788 | 0 | 382.6192 | 255.5939 | 222.3504 | 37.0165 | 33.2435 | 40.643 | 0 | 36.5787 | 255.5939
|  |  | 33.9264 | 290.1323 | 256.2058 | 91.2105 | 0 | 0 | 382.6192 | 290.1323 | 256.2058 | 0 | 33.9264 | 57.284 | 0 | 88.1343 | 290.1323
|  |  | 35.3688 | 217.7194 | 182.3506 | 68.4456 | 0 | 0 | 382.6192 | 217.7194 | 182.3506 | 0 | 35.3688 | 33.0768 | 0 | 117.9035 | 217.7194
|  |  | 34.1685 | 230.3756 | 196.2071 | 72.4244 | 0 | 0 | 382.6192 | 230.3756 | 196.2071 | 0 | 34.1685 | 38.2559 | 0 | 152.3338 | 230.3756
|  |  | 35.1159 | 286.4475 | 251.3316 | 90.0521 | 0 | 0 | 382.6192 | 286.4475 | 251.3316 | 0 | 35.1159 | 54.9362 | 0 | 201.7763 | 286.4475
|  |  | 40.4938 | 383.6122 | 343.1184 | 120.5983 | 0 | 0 | 382.6192 | 383.6122 | 343.1184 | 0 | 40.4938 | 80.1044 | 0 | 273.8703 | 383.6122
|  |  | 46.2897 | 357.739 | 311.4493 | 112.4644 | 0 | 0 | 382.6192 | 357.739 | 311.4493 | 0 | 46.2897 | 66.1747 | 0 | 333.4275 | 357.739
|  |  | 46.7678 | 115.5883 | 68.8205 | 36.3381 | 0 | 0 | 382.6192 | 115.5883 | 68.8205 | 0 | 36.3381 | 0 | 10.4296 | 321.839 | 115.5883
|  |  | 41.1187 | 20.5864 | -20.5323 | 6.4719 | 0 | 20.5323 | 359.8056 | 20.5864 | 0 | 0 | 6.4719 | 0 | 34.6468 | 283.3426 | 20.5864
|  |  | 30.6708 | 0 | -30.6708 | 0 | 0 | 30.6708 | 325.727 | 0 | 0 | 0 | 0 | 0 | 30.6708 | 249.264 | 0
|  |  | 23.3615 | 0 | -23.3615 | 0 | 0 | 23.3615 | 299.7697 | 0 | 0 | 0 | 0 | 0 | 23.3615 | 223.3067 | 0
|  |  | 23.6941 | 0 | -23.6941 | 0 | 0 | 23.6941 | 273.4429 | 0 | 0 | 0 | 0 | 0 | 23.6941 | 196.9799 | 0
|  |  | 24.2768 | 0 | -24.2768 | 0 | 0 | 24.2768 | 246.4687 | 0 | 0 | 0 | 0 | 0 | 24.2768 | 170.0056 | 0
|  |  | 24.5562 | 0 | -24.5562 | 0 | 0 | 24.5562 | 219.184 | 0 | 0 | 0 | 0 | 0 | 24.5562 | 142.721 | 0
|  |  | 24.0861 | 0 | -24.0861 | 0 | 0 | 24.0861 | 192.4217 | 0 | 0 | 0 | 0 | 0 | 24.0861 | 115.9587 | 0
|  |  | 22.6294 | 0 | -22.6294 | 0 | 0 | 22.6294 | 167.278 | 0 | 0 | 0 | 0 | 0 | 22.6294 | 90.8149 | 0
|  |  | 20.8758 | 0 | -20.8758 | 0 | 0 | 20.8758 | 144.0827 | 0 | 0 | 0 | 0 | 0 | 20.8758 | 67.6196 | 0
|  |  | 18.9345 | 0 | -18.9345 | 0 | 0 | 18.9345 | 123.0443 | 0 | 0 | 0 | 0 | 0 | 18.9345 | 46.5813 | 0
|  |  | 15.4144 | 0 | -15.4144 | 0 | 0 | 15.4144 | 105.9172 | 0 | 0 | 0 | 0 | 0 | 15.4144 | 29.4541 | 0
|  |  | 11.7376 | 0 | -11.7376 | 0 | 0 | 11.7376 | 92.8754 | 0 | 0 | 0 | 0 | 0 | 11.7376 | 16.4123 | 0
|  |  | 16.1057 | 4.2454 | -11.8603 | 1.3347 | 0 | 11.8603 | 79.6972 | 4.2454 | 0 | 0 | 1.3347 | 0 | 14.7711 | -2.1412e-15 | 4.2454
|  |  | 19.9504 | 65.9246 | 45.9742 | 20.7251 | 45.9742 | 0 | 121.074 | 19.9504 | 0 | 0.7747 | 19.9504 | 0 | -1.9271e-15 | 0 | 19.9504
|  |  | 26.3005 | 109.5005 | 83.2 | 34.4243 | 83.2 | 0 | 195.954 | 26.3005 | 0 | 5.9129 | 26.3005 | 2.2109 | 0 | 1.9898 | 26.3005
|  |  | 31.0713 | 102.6918 | 71.6205 | 32.2838 | 71.6205 | 0 | 260.4125 | 31.0713 | 0 | 0 | 31.0713 | 1.2125 | 0 | 3.081 | 31.0713
|  |  | 33.2435 | 96.9244 | 63.6808 | 30.4706 | 63.6808 | 0 | 317.7252 | 33.2435 | 0 | 0 | 30.4706 | 0 | 2.7729 | 0 | 33.2435
|  |  | 33.9264 | 246.7967 | 212.8702 | 77.5868 | 72.1045 | 0 | 382.6192 | 174.6922 | 140.7657 | 43.6604 | 33.9264 | 0 | 0 | 0 | 174.6922
|  |  | 35.3688 | 377.4443 | 342.0755 | 118.6592 | 0 | 0 | 382.6192 | 377.4443 | 342.0755 | 69.4889 | 35.3688 | 13.8016 | 0 | 12.4214 | 377.4443
|  |  | 34.1685 | 504.4873 | 470.3188 | 158.5984 | 0 | 0 | 382.6192 | 504.4873 | 470.3188 | 0 | 34.1685 | 124.4299 | 0 | 124.4083 | 504.4873
|  |  | 35.1159 | 498.8 | 463.6841 | 156.8105 | 0 | 0 | 382.6192 | 498.8 | 463.6841 | 0 | 35.1159 | 121.6946 | 0 | 233.9334 | 498.8
|  |  | 40.4938 | 404.9196 | 364.4257 | 127.2968 | 0 | 0 | 382.6192 | 404.9196 | 364.4257 | 0 | 40.4938 | 86.8029 | 0 | 312.056 | 404.9196
|  |  | 46.2897 | 301.3467 | 255.057 | 94.736 | 0 | 0 | 382.6192 | 301.3467 | 255.057 | 0 | 46.2897 | 48.4463 | 0 | 355.6577 | 301.3467
|  |  | 46.7678 | 141.6217 | 94.8539 | 44.5224 | 0 | 0 | 382.6192 | 141.6217 | 94.8539 | 0 | 44.5224 | 0 | 2.2454 | 353.1628 | 141.6217
|  |  | 41.1187 | 21.4675 | -19.6511 | 6.7489 | 0 | 19.6511 | 360.7846 | 21.4675 | 0 | 0 | 6.7489 | 0 | 34.3698 | 314.9742 | 21.4675
|  |  | 30.6708 | 0 | -30.6708 | 0 | 0 | 30.6708 | 326.706 | 0 | 0 | 0 | 0 | 0 | 30.6708 | 280.8955 | 0
|  |  | 23.3615 | 0 | -23.3615 | 0 | 0 | 23.3615 | 300.7488 | 0 | 0 | 0 | 0 | 0 | 23.3615 | 254.9383 | 0
|  |  | 23.6941 | 0 | -23.6941 | 0 | 0 | 23.6941 | 274.422 | 0 | 0 | 0 | 0 | 0 | 23.6941 | 228.6115 | 0
|  |  | 24.2768 | 0 | -24.2768 | 0 | 0 | 24.2768 | 247.4477 | 0 | 0 | 0 | 0 | 0 | 24.2768 | 201.6372 | 0
|  |  | 24.5562 | 0 | -24.5562 | 0 | 0 | 24.5562 | 220.1631 | 0 | 0 | 0 | 0 | 0 | 24.5562 | 174.3526 | 0
|  |  | 24.0861 | 0 | -24.0861 | 0 | 0 | 24.0861 | 193.4008 | 0 | 0 | 0 | 0 | 0 | 24.0861 | 147.5903 | 0
|  |  | 22.6294 | 0 | -22.6294 | 0 | 0 | 22.6294 | 168.257 | 0 | 0 | 0 | 0 | 0 | 22.6294 | 122.4465 | 0
|  |  | 20.8758 | 0 | -20.8758 | 0 | 0 | 20.8758 | 145.0617 | 0 | 0 | 0 | 0 | 0 | 20.8758 | 99.2512 | 0
|  |  | 18.9345 | 0 | -18.9345 | 0 | 0 | 18.9345 | 124.0233 | 0 | 0 | 0 | 0 | 0 | 18.9345 | 78.2129 | 0
|  |  | 15.4144 | 0 | -15.4144 | 0 | 0 | 15.4144 | 106.8962 | 0 | 0 | 0 | 0 | 0 | 15.4144 | 61.0857 | 0
|  |  | 11.7376 | 0 | -11.7376 | 0 | 0 | 11.7376 | 93.8544 | 0 | 0 | 0 | 0 | 0 | 11.7376 | 48.0439 | 0
|  |  | 16.1057 | 1.4419 | -14.6639 | 0.45328 | 0 | 14.6639 | 77.5612 | 1.4419 | 0 | 0 | 0.45328 | 0 | 15.6525 | 30.6523 | 1.4419
|  |  | 19.9504 | 29.1574 | 9.207 | 9.1664 | 9.207 | 0 | 85.8475 | 19.9504 | 0 | 0 | 9.1664 | 0 | 10.784 | 18.6701 | 19.9504
|  |  | 26.3005 | 30.4391 | 4.1385 | 9.5693 | 4.1385 | 0 | 89.5722 | 26.3005 | 0 | 0 | 9.5693 | 0 | 16.7312 | 0.079797 | 26.3005
|  |  | 31.0713 | 98.6065 | 67.5352 | 30.9995 | 67.5352 | 0 | 150.3539 | 31.0713 | 0 | 0 | 30.9995 | 0 | 0.071818 | 0 | 31.0713
|  |  | 33.2435 | 225.7296 | 192.4861 | 70.9639 | 192.4861 | 0 | 323.5914 | 33.2435 | 0 | 37.7203 | 33.2435 | 0 | 0 | 0 | 33.2435
|  |  | 33.9264 | 410.8472 | 376.9207 | 129.1603 | 65.5865 | 0 | 382.6192 | 345.2607 | 311.3342 | 28.7802 | 33.9264 | 66.4536 | 0 | 59.8082 | 345.2607
|  |  | 35.3688 | 471.4049 | 436.0361 | 148.1981 | 0 | 0 | 382.6192 | 471.4049 | 436.0361 | 0 | 35.3688 | 112.8293 | 0 | 161.3546 | 471.4049
|  |  | 34.1685 | 445.3715 | 411.2029 | 140.0138 | 0 | 0 | 382.6192 | 445.3715 | 411.2029 | 0 | 34.1685 | 105.8453 | 0 | 256.6154 | 445.3715
|  |  | 35.1159 | 386.2556 | 351.1397 | 121.4293 | 0 | 0 | 382.6192 | 386.2556 | 351.1397 | 0 | 35.1159 | 86.3134 | 0 | 334.2974 | 386.2556
|  |  | 40.4938 | 336.9924 | 296.4986 | 105.9421 | 0 | 0 | 382.6192 | 336.9924 | 296.4986 | 0 | 40.4938 | 65.4483 | 0 | 393.2009 | 336.9924
|  |  | 46.2897 | 173.4225 | 127.1328 | 54.5198 | 0 | 0 | 382.6192 | 173.4225 | 127.1328 | 0 | 46.2897 | 8.2301 | 0 | 400.608 | 173.4225
|  |  | 46.7678 | 84.5084 | 37.7407 | 26.5674 | 0 | 0 | 382.6192 | 84.5084 | 37.7407 | 0 | 26.5674 | 0 | 20.2004 | 378.1631 | 84.5084
|  |  | 41.1187 | 4.9664 | -36.1523 | 1.5613 | 0 | 36.1523 | 342.45 | 4.9664 | 0 | 0 | 1.5613 | 0 | 39.5574 | 334.2105 | 4.9664
|  |  | 30.6708 | 0 | -30.6708 | 0 | 0 | 30.6708 | 308.3714 | 0 | 0 | 0 | 0 | 0 | 30.6708 | 300.1318 | 0
|  |  | 23.3615 | 0 | -23.3615 | 0 | 0 | 23.3615 | 282.4141 | 0 | 0 | 0 | 0 | 0 | 23.3615 | 274.1746 | 0
|  |  | 23.6941 | 0 | -23.6941 | 0 | 0 | 23.6941 | 256.0873 | 0 | 0 | 0 | 0 | 0 | 23.6941 | 247.8478 | 0
|  |  | 24.2768 | 0 | -24.2768 | 0 | 0 | 24.2768 | 229.1131 | 0 | 0 | 0 | 0 | 0 | 24.2768 | 220.8735 | 0
|  |  | 24.5562 | 0 | -24.5562 | 0 | 0 | 24.5562 | 201.8284 | 0 | 0 | 0 | 0 | 0 | 24.5562 | 193.5889 | 0
|  |  | 24.0861 | 0 | -24.0861 | 0 | 0 | 24.0861 | 175.0661 | 0 | 0 | 0 | 0 | 0 | 24.0861 | 166.8266 | 0
|  |  | 22.6294 | 0 | -22.6294 | 0 | 0 | 22.6294 | 149.9224 | 0 | 0 | 0 | 0 | 0 | 22.6294 | 141.6828 | 0
|  |  | 20.8758 | 0 | -20.8758 | 0 | 0 | 20.8758 | 126.7271 | 0 | 0 | 0 | 0 | 0 | 20.8758 | 118.4875 | 0
|  |  | 18.9345 | 0 | -18.9345 | 0 | 0 | 18.9345 | 105.6887 | 0 | 0 | 0 | 0 | 0 | 18.9345 | 97.4492 | 0
|  |  | 15.4144 | 0 | -15.4144 | 0 | 0 | 15.4144 | 88.5616 | 0 | 0 | 0 | 0 | 0 | 15.4144 | 80.322 | 0
|  |  | 11.7376 | 0 | -11.7376 | 0 | 0 | 11.7376 | 75.5198 | 0 | 0 | 0 | 0 | 0 | 11.7376 | 67.2802 | 0
|  |  | 16.1057 | 3.5245 | -12.5812 | 1.108 | 0 | 12.5812 | 61.5406 | 3.5245 | 0 | 0 | 1.108 | 0 | 14.9977 | 50.6161 | 3.5245
|  |  | 19.9504 | 85.4697 | 65.5193 | 26.8696 | 65.5193 | 0 | 120.508 | 19.9504 | 0 | 0 | 19.9504 | 6.9192 | 0 | 56.8433 | 19.9504
|  |  | 26.3005 | 216.0372 | 189.7367 | 67.9168 | 189.7367 | 0 | 291.271 | 26.3005 | 0 | 0 | 26.3005 | 41.6163 | 0 | 94.298 | 26.3005
|  |  | 31.0713 | 202.5799 | 171.5086 | 63.6862 | 101.4981 | 0 | 382.6192 | 101.0819 | 70.0106 | 0 | 31.0713 | 32.6149 | 0 | 123.6514 | 101.0819
|  |  | 33.2435 | 54.7903 | 21.5468 | 17.2247 | 0 | 0 | 382.6192 | 54.7903 | 21.5468 | 0 | 17.2247 | 0 | 16.0188 | 105.8527 | 54.7903
|  |  | 33.9264 | 62.2399 | 28.3134 | 19.5667 | 0 | 0 | 382.6192 | 62.2399 | 28.3134 | 0 | 19.5667 | 0 | 14.3597 | 89.8974 | 62.2399
|  |  | 35.3688 | 375.5218 | 340.1531 | 118.0548 | 0 | 0 | 382.6192 | 375.5218 | 340.1531 | 0 | 35.3688 | 82.6861 | 0 | 164.3149 | 375.5218
|  |  | 34.1685 | 410.6069 | 376.4383 | 129.0847 | 0 | 0 | 382.6192 | 410.6069 | 376.4383 | 0 | 34.1685 | 94.9162 | 0 | 249.7394 | 410.6069
|  |  | 35.1159 | 401.2348 | 366.1189 | 126.1384 | 0 | 0 | 382.6192 | 401.2348 | 366.1189 | 0 | 35.1159 | 91.0225 | 0 | 331.6596 | 401.2348
|  |  | 40.4938 | 180.5517 | 140.0578 | 56.761 | 0 | 0 | 382.6192 | 180.5517 | 140.0578 | 0 | 40.4938 | 16.2672 | 0 | 346.3001 | 180.5517
|  |  | 46.2897 | 217.0785 | 170.7889 | 68.2442 | 0 | 0 | 382.6192 | 217.0785 | 170.7889 | 0 | 46.2897 | 21.9545 | 0 | 366.0591 | 217.0785
|  |  | 46.7678 | 94.8417 | 48.0739 | 29.8159 | 0 | 0 | 382.6192 | 94.8417 | 48.0739 | 0 | 29.8159 | 0 | 16.9519 | 347.2237 | 94.8417
|  |  | 41.1187 | 7.4496 | -33.6691 | 2.342 | 0 | 33.6691 | 345.2091 | 7.4496 | 0 | 0 | 2.342 | 0 | 38.7767 | 304.1384 | 7.4496
|  |  | 30.6708 | 0 | -30.6708 | 0 | 0 | 30.6708 | 311.1305 | 0 | 0 | 0 | 0 | 0 | 30.6708 | 270.0598 | 0
|  |  | 23.3615 | 0 | -23.3615 | 0 | 0 | 23.3615 | 285.1732 | 0 | 0 | 0 | 0 | 0 | 23.3615 | 244.1026 | 0
|  |  | 23.6941 | 0 | -23.6941 | 0 | 0 | 23.6941 | 258.8464 | 0 | 0 | 0 | 0 | 0 | 23.6941 | 217.7758 | 0
|  |  | 24.2768 | 0 | -24.2768 | 0 | 0 | 24.2768 | 231.8721 | 0 | 0 | 0 | 0 | 0 | 24.2768 | 190.8015 | 0
|  |  | 24.5562 | 0 | -24.5562 | 0 | 0 | 24.5562 | 204.5875 | 0 | 0 | 0 | 0 | 0 | 24.5562 | 163.5169 | 0
|  |  | 30.2465 | 0 | -30.2465 | 0 | 0 | 30.2465 | 170.9804 | 0 | 0 | 0 | 0 | 0 | 30.2465 | 129.9097 | 0
|  |  | 28.1491 | 0 | -28.1491 | 0 | 0 | 28.1491 | 139.7036 | 0 | 0 | 0 | 0 | 0 | 28.1491 | 98.6329 | 0
|  |  | 25.2107 | 0 | -25.2107 | 0 | 0 | 25.2107 | 111.6917 | 0 | 0 | 0 | 0 | 0 | 25.2107 | 70.621 | 0
|  |  | 21.4417 | 0 | -21.4417 | 0 | 0 | 21.4417 | 87.8676 | 0 | 0 | 0 | 0 | 0 | 21.4417 | 46.797 | 0
|  |  | 17.5188 | 0 | -17.5188 | 0 | 0 | 17.5188 | 68.4022 | 0 | 0 | 0 | 0 | 0 | 17.5188 | 27.3316 | 0
|  |  | 14.3414 | 0 | -14.3414 | 0 | 0 | 14.3414 | 52.4674 | 0 | 0 | 0 | 0 | 0 | 14.3414 | 11.3967 | 0
|  |  | 11.6673 | 4.4858 | -7.1815 | 1.4102 | 0 | 7.1815 | 44.4879 | 4.4858 | 0 | 0 | 1.4102 | 0 | 10.2571 | 2.155e-15 | 4.4858
|  |  | 9.167 | 65.6843 | 56.5173 | 20.6495 | 56.5173 | 0 | 95.3535 | 9.167 | 0 | 11.4826 | 9.167 | 0 | 1.9395e-15 | 0 | 9.167
|  |  | 7.1962 | 271.6285 | 264.4323 | 85.3933 | 264.4323 | 0 | 333.3426 | 7.1962 | -2.5757e-14 | 78.1971 | 7.1962 | 0 | 0 | 0 | 7.1962
|  |  | 6.03 | 475.4901 | 469.4601 | 149.4824 | 54.7518 | 0 | 382.6192 | 420.7383 | 414.7083 | 143.4524 | 6.03 | 0 | 0 | 0 | 420.7383
|  |  | 6.0645 | 645.1478 | 639.0833 | 202.8186 | 0 | 0 | 382.6192 | 645.1478 | 639.0833 | 196.7542 | 6.0645 | 0 | 0 | 0 | 645.1478
|  |  | 6.9622 | 440.0847 | 433.1225 | 138.3518 | 0 | 0 | 382.6192 | 440.0847 | 433.1225 | 131.3896 | 6.9622 | 0 | 0 | 0 | 440.0847
|  |  | 9.2104 | 464.1155 | 454.9051 | 145.9065 | 0 | 0 | 382.6192 | 464.1155 | 454.9051 | 136.6961 | 9.2104 | 0 | 0 | 0 | 464.1155
|  |  | 12.2202 | 438.4025 | 426.1823 | 137.823 | 0 | 0 | 382.6192 | 438.4025 | 426.1823 | 125.6027 | 12.2202 | 0 | 0 | 0 | 438.4025
|  |  | 15.3949 | 398.5113 | 383.1164 | 125.2822 | 0 | 0 | 382.6192 | 398.5113 | 383.1164 | 6.8904 | 15.3949 | 102.9969 | 0 | 92.6972 | 398.5113
|  |  | 18.6761 | 323.2948 | 304.6187 | 101.6359 | 0 | 0 | 382.6192 | 323.2948 | 304.6187 | 0 | 18.6761 | 82.9599 | 0 | 167.361 | 323.2948
|  |  | 22.1391 | 215.6367 | 193.4976 | 67.7909 | 0 | 0 | 382.6192 | 215.6367 | 193.4976 | 0 | 22.1391 | 45.6518 | 0 | 208.4476 | 215.6367
|  |  | 26.0591 | 99.4076 | 73.3484 | 31.2513 | 0 | 0 | 382.6192 | 99.4076 | 73.3484 | 0 | 26.0591 | 5.1922 | 0 | 213.1206 | 99.4076
|  |  | 29.8278 | 11.9353 | -17.8925 | 3.7522 | 0 | 17.8925 | 362.7387 | 11.9353 | 0 | 0 | 3.7522 | 0 | 26.0757 | 184.1476 | 11.9353
|  |  | 32.3465 | 0 | -32.3465 | 0 | 0 | 32.3465 | 326.7981 | 0 | 0 | 0 | 0 | 0 | 32.3465 | 148.2071 | 0
|  |  | 33.6507 | 0 | -33.6507 | 0 | 0 | 33.6507 | 289.4085 | 0 | 0 | 0 | 0 | 0 | 33.6507 | 110.8174 | 0
|  |  | 34.0882 | 0 | -34.0882 | 0 | 0 | 34.0882 | 251.5327 | 0 | 0 | 0 | 0 | 0 | 34.0882 | 72.9416 | 0
|  |  | 33.501 | 0 | -33.501 | 0 | 0 | 33.501 | 214.3094 | 0 | 0 | 0 | 0 | 0 | 33.501 | 35.7183 | 0
|  |  | 32.1465 | 0 | -32.1465 | 0 | 0 | 32.1465 | 178.5911 | 0 | 0 | 0 | 0 | 0 | 32.1465 | -5.1698e-15 | 0
Note on O1: [Threaded comment] Your version of Excel allows you to read this threaded comment; however, any edits to it will get removed if the file is opened in a newer version of Excel. Learn more: https://go.microsoft.com/fwlink/?linkid=870924 Comment: Net energy that goes to the battery or comes out to supply the shortage
Note on J3: [Threaded comment] Your version of Excel allows you to read this threaded comment; however, any edits to it will get removed if the file is opened in a newer version of Excel. Learn more: https://go.microsoft.com/fwlink/?linkid=870924 Comment: Here we are in charging flow. So it will compare between the minimum of the Surplus t vs max charge power vs (Total capacity - SoB t-1)/charge efficiency We divide by charge efficiency bc we are looking at the capacity of the battery, we are looking "inside" so we divide it to have how much can actually gets in.
Note on L3: [Threaded comment] Your version of Excel allows you to read this threaded comment; however, any edits to it will get removed if the file is opened in a newer version of Excel. Learn more: https://go.microsoft.com/fwlink/?linkid=870924 Comment: Here is the state of Battery, if it is a surplus, then it gets in the surplus minus the charge loss, if it is a shortage, then it gets out (subtracting) the (shortage at time t PLUS the discharge loss ) this would be the total energy we need to extract for the battery for that shortage